## Room AC up to 6-24 (hidden)
Golden State Rebates
Distributor QPL
Updated 04/29/2024
Products listed below are eligible up to 6/24/2024.
Eligibilty Criteria for Room AC
Measure |  |  | Measure ID | Is this replacing an existing Room AC?
Room Air Conditioner, ENERGY STAR +10% |  |  | SWAP007B | Yes, No
Room Air Conditioner, ENERGY STAR |  |  | SWAP007A | Yes, No
CEER Criteria for Room AC
Louvered Sides? | Reverse Cycle? | Cooling Capacity (BTU/Hr) | Min CEER for ENERGY STAR | Min CEER for ENERGY STAR +10% | Energy Star Product Class
Yes | No | < 6,000 | 12.1 | 13.3 | 1. Without reverse cycle, with louvered sides, and less than 6,000 Btu/h
|  | 6,000 – 7,999 | 12.1 | 13.3 | 2. Without reverse cycle, with louvered sides, and 6,000 to 7,999 Btu/h
|  | 8,000 – 13,999 | 12 | 13.2 | 3. Without reverse cycle, with louvered sides, and 8,000 to 13,999 Btu/h
|  | 14,000 – 19,999 | 11.8 | 13 | 4. Without reverse cycle, with louvered sides, and 14,000 to 19,999 Btu/h
|  | 20,000 – 27,999 | 10.3 | 11.3 | 5a. Without reverse cycle, with louvered sides, and 20,000 to 27,999 Btu/h
|  | ≥ 28,000 | 9.9 | 10.9 | 5b. Without reverse cycle, with louvered sides, and 28,000 Btu/h or more
No |  | 6,000 – 7,999 | 11 | 12.1 | 7. Without reverse cycle, without louvered sides, and 6,000 to 7,999 Btu/h
|  | 8,000 – 10,999 | 10.6 | 11.7 | 8a. Without reverse cycle, without louvered sides, and 8,000 to 10,999 Btu/h
|  | 11,000 – 13,999 | 10.5 | 11.6 | 8b. Without reverse cycle, without louvered sides, and 11,000 to 13,999 Btu/h
|  | 14,000 – 19,999 | 10.2 | 11.2 | 9. Without reverse cycle, without louvered sides, and 14,000 to 19,999 Btu/h
|  | ≥ 20,000 | 10.3 | 11.3 | 10. Without reverse cycle, without louvered sides, and 20,000 Btu/h or more
Yes | Yes | < 20,000 | 10.8 | 11.9 | 11. With reverse cycle, with louvered sides, and less than 20,000 Btu/h
Yes | Yes | ≥ 20,000 | 10.2 | 11.2 | 13. With reverse cycle, with louvered sides, and 20,000 Btu/h or more
Golden State Rebates Qualified Products
ENERGY STAR Unique ID | Brand Name | Model Number | Additional Model Information | UPC | Cooling Capacity (Btu/hr) | Type | Reverse Cycle | Casement Window | Product Class | Variable Speed Compressor | Low Noise | Refrigerant Type | Refrigerant with GWP | Energy Efficiency Ratio (EER) | Combined Energy Efficiency Ratio (CEER) | Percent Less Energy Use than US Federal Standard | Annual Energy Use (kWh/yr) | Connected Functionality | Connects Using | Communication Standard Application Layer | Direct on-premises Open-standard Based Interconnection | Date Available On Market | Date Certified | Markets | CB Model Identifier | Meets ENERGY STAR Most Efficient 2023 Criteria
2403760 | ACEKOOL | TWC-06CRD1/L1U(ES) |  |  | 6100 | Window | No | None | 2. Without reverse cycle, with louvered sides, and 6,000 to 7,999 Btu/h |  | No |  |  |  | 12.1 | 10 | 378 | No |  |  |  | 2022-09-28 | 2022-10-28 | United States, Canada | ES_1148173_TWC-06CRD1/L1U(ES)_10282022023586_4955239 | No
2403761 | ACEKOOL | TWC-08CRD1/L0U(ES) |  |  | 8100 | Window | No | None | 3. Without reverse cycle, with louvered sides, and 8,000 to 13,999 Btu/h |  | No |  |  |  | 12 | 10 | 506 | No |  |  |  | 2022-09-28 | 2022-10-28 | United States, Canada | ES_1148173_TWC-08CRD1/L0U(ES)_102820220237342_4638461 | No
2402119 | ACEKOOL | TWC-10CRD1/L0U(ES) |  |  | 10000 | Window | No | None | 3. Without reverse cycle, with louvered sides, and 8,000 to 13,999 Btu/h |  | No |  |  |  | 12 | 10 | 625 | No |  |  |  | 2022-09-28 | 2022-09-29 | United States, Canada | ES_1148173_TWC-10CRD1/L0U(ES)_092920220344584_1865516 | No
2403759 | ACEKOOL | TWC-10CRD1/L0U(ES) |  |  | 10000 | Window | No | None | 3. Without reverse cycle, with louvered sides, and 8,000 to 13,999 Btu/h |  | No |  |  |  | 12 | 10 | 625 | No |  |  |  | 2022-09-28 | 2022-10-28 | United States, Canada | ES_1148173_TWC-10CRD1/L0U(ES)_102820220238959_6893108 | No
2368985 | Amana | AMAP061CW |  |  | 6000 | Window | No | None | 2. Without reverse cycle, with louvered sides, and 6,000 to 7,999 Btu/h |  | No |  |  |  | 12.1 | 10 | 372 | No |  |  |  | 2020-10-28 | 2020-10-29 | United States, Canada | ES_1055302_AMAP061CW_10292020095348_5228896 | No
2368987 | Amana | AMAP081CW |  |  | 8000 | Window | No | None | 3. Without reverse cycle, with louvered sides, and 8,000 to 13,999 Btu/h |  | No |  |  |  | 12 | 10 | 500 | No |  |  |  | 2020-10-28 | 2020-10-29 | United States, Canada | ES_1055302_AMAP081CW_10292020100108_5668810 | No
2388175 | Amana | AMAP101CW |  | 840148715172 | 10000 | Window | No | None | 3. Without reverse cycle, with louvered sides, and 8,000 to 13,999 Btu/h |  | No |  |  |  | 12 | 10 | 625 | No |  |  |  | 2021-12-01 | 2021-11-17 | United States, Canada | ES_1055302_AMAP101CW_111720210200614_8854026 | No
2388178 | Amana | AMAP121CW |  | 840148715189 | 12100 | Window | No | None | 3. Without reverse cycle, with louvered sides, and 8,000 to 13,999 Btu/h |  | No |  |  |  | 12 | 10 | 756 | No |  |  |  | 2021-12-01 | 2021-11-17 | United States, Canada | ES_1055302_AMAP121CW_111720210200269_5182843 | No
2388179 | Amana | AMAP151CW |  | 840148715196 | 15000 | Window | No | None | 4. Without reverse cycle, with louvered sides, and 14,000 to 19,999 Btu/h |  | No |  |  |  | 11.8 | 10 | 953 | No |  |  |  | 2021-12-01 | 2021-11-17 | United States, Canada | ES_1055302_AMAP151CW_111720210200911_7288519 | No
2388181 | Amana | AMAP182CW |  | 840148715202 | 18000 | Window | No | None | 4. Without reverse cycle, with louvered sides, and 14,000 to 19,999 Btu/h |  | No |  |  |  | 11.8 | 10 | 1144 | No |  |  |  | 2021-12-01 | 2021-11-17 | United States, Canada | ES_1055302_AMAP182CW_111720210200516_5650381 | No
2368997 | Amana | AMAP242BWE |  |  | 24000 | Window | No | None | 5a. Without reverse cycle, with louvered sides, and 20,000 to 27,999 Btu/h |  | No |  |  |  | 10.3 | 10 | 1748 | No |  |  |  | 2020-10-28 | 2020-10-29 | United States, Canada | ES_1055302_AMAP242BWE_11022020034644_8804247 | No
2388183 | Amana | AMAP242CW |  | 840148715219 | 24700 | Window | No | None | 5a. Without reverse cycle, with louvered sides, and 20,000 to 27,999 Btu/h |  | No |  |  |  | 10.3 | 10 | 1798 | No |  |  |  | 2021-12-01 | 2021-11-17 | United States, Canada | ES_1055302_AMAP242CW_111720210204946_4215096 | No
2349340 | amazonbasics | B07N6LPL7V |  |  | 8000 | Window | No | None | 3. Without reverse cycle, with louvered sides, and 8,000 to 13,999 Btu/h | No | No |  |  |  | 12 | 10 | 500 | No |  |  |  | 2019-11-01 | 2019-10-16 | United States, Canada | ES_0021964_B07N6LPL7V_10242019112704_80021283 | No
2349343 | amazonbasics | B07Y2B3ZXV |  |  | 12000 | Window | No | None | 3. Without reverse cycle, with louvered sides, and 8,000 to 13,999 Btu/h | No | No |  |  |  | 12 | 10 | 750 | No |  |  |  | 2019-11-01 | 2019-10-16 | United States, Canada | ES_0021964_B07Y2B3ZXV_10242019112704_80021283 | No
2349170 | amazonbasics | B07Y2B738L |  |  | 18000 | Window | No | None | 4. Without reverse cycle, with louvered sides, and 14,000 to 19,999 Btu/h |  | No |  |  |  | 11.8 | 10 | 1144 | No |  |  |  | 2019-10-31 | 2019-10-31 | United States, Canada | ES_1141458_B07Y2B738L_10312019091047_3047119 | No
2349171 | amazonbasics | B07Y2BTPJ3 |  |  | 25000 | Window | No | None | 5a. Without reverse cycle, with louvered sides, and 20,000 to 27,999 Btu/h |  | No |  |  |  | 10.3 | 10 | 1820 | No |  |  |  | 2019-10-31 | 2019-10-31 | United States, Canada | ES_1141458_B07Y2BTPJ3_10312019091251_3171976 | No
2349342 | amazonbasics | B07Y2C57KD |  |  | 10000 | Window | No | None | 3. Without reverse cycle, with louvered sides, and 8,000 to 13,999 Btu/h | No | No |  |  |  | 12 | 10 | 625 | No |  |  |  | 2019-11-01 | 2019-10-16 | United States, Canada | ES_0021964_B07Y2C57KD_10242019112704_80021283 | No
2349341 | amazonbasics | B07Y2CND3Q |  |  | 6000 | Window | No | None | 2. Without reverse cycle, with louvered sides, and 6,000 to 7,999 Btu/h | No | No |  |  |  | 12.1 | 10 | 372 | No |  |  |  | 2019-11-01 | 2019-10-16 | United States, Canada | ES_0021964_B07Y2CND3Q_10242019112704_80021283 | No
2381703 | Arctic King | AAW12C1OUM-PR |  |  | 12000 | Window | No | None | 3. Without reverse cycle, with louvered sides, and 8,000 to 13,999 Btu/h | No | No |  |  |  | 12 | 10 | 750 | No |  |  |  | 2021-07-06 | 2021-07-06 | United States, Canada | ES_1138537_AAW12C1OUM-PR_07072021061748_80089524 | No
2254740 | Arctic King | AKTW08CR61 | ,AKTW08CR71E, |  | 8000 | Through the Wall | No | None | 8a. Without reverse cycle, without louvered sides, and 8,000 to 10,999 Btu/h |  | No |  |  |  | 10.6 | 10 | 566 | No |  |  |  | 2015-12-01 | 2015-12-08 | United States, Canada | ES_1030337_AKTW08CR61_12112015061954_4794819 | No
2254739 | Arctic King | AKTW10CR61 | ,AKTW10CR71E, |  | 10000 | Through the Wall | No | None | 8a. Without reverse cycle, without louvered sides, and 8,000 to 10,999 Btu/h |  | No |  |  |  | 10.6 | 10 | 708 | No |  |  |  | 2015-12-01 | 2015-12-08 | United States, Canada | ES_1030337_AKTW10CR61_12112015062007_4807765 | No
2254741 | Arctic King | AKTW10CR62 |  |  | 10000 | Through the Wall | No | None | 8a. Without reverse cycle, without louvered sides, and 8,000 to 10,999 Btu/h |  | No |  |  |  | 10.6 | 10 | 708 | No |  |  |  | 2015-12-01 | 2015-12-08 | United States, Canada | ES_1030337_AKTW10CR62_12112015062025_4825812 | No
2254743 | Arctic King | AKTW12CR61 | ,AKTW12CR71E, |  | 12000 | Through the Wall | No | None | 8b. Without reverse cycle, without louvered sides, and 11,000 to 13,999 Btu/h |  | No |  |  |  | 10.5 | 11 | 857 | No |  |  |  | 2015-12-01 | 2015-12-08 | United States, Canada | ES_1030337_AKTW12CR61_12112015062048_4848531 | No
2254742 | Arctic King | AKTW12CR62 |  |  | 12000 | Through the Wall | No | None | 8b. Without reverse cycle, without louvered sides, and 11,000 to 13,999 Btu/h |  | No |  |  |  | 10.5 | 11 | 857 | No |  |  |  | 2015-12-01 | 2015-12-08 | United States, Canada | ES_1030337_AKTW12CR62_12112015062102_4862002 | No
2290128 | Arctic King | AKW08CR71 | ,AKW08CR71E, |  | 8000 | Window | No | None | 3. Without reverse cycle, with louvered sides, and 8,000 to 13,999 Btu/h |  | No |  |  |  | 12 | 10 | 500 | No |  |  |  | 2017-02-06 | 2017-02-06 | United States, Canada | ES_1138537_AKW08CR71_02072017071503_1703678 | No
2290125 | Arctic King | AKW10CR71 |  |  | 10000 | Window | No | None | 3. Without reverse cycle, with louvered sides, and 8,000 to 13,999 Btu/h |  | No |  |  |  | 12 | 10 | 625 | No |  |  |  | 2017-02-06 | 2017-02-06 | United States, Canada | ES_1138537_AKW10CR71_02072017071514_1714954 | No
2290124 | Arctic King | AKW12CR71 |  |  | 12000 | Window | No | None | 3. Without reverse cycle, with louvered sides, and 8,000 to 13,999 Btu/h |  | No |  |  |  | 12 | 10 | 750 | No |  |  |  | 2017-02-06 | 2017-02-06 | United States, Canada | ES_1138537_AKW12CR71_02072017071541_1741884 | No
2290123 | Arctic King | AKW15CR71 |  |  | 15100 | Window | No | None | 4. Without reverse cycle, with louvered sides, and 14,000 to 19,999 Btu/h |  | No |  |  |  | 11.8 | 10 | 960 | No |  |  |  | 2017-02-06 | 2017-02-06 | United States, Canada | ES_1138537_AKW15CR71_02072017071554_1754638 | No
2290122 | Arctic King | AKW18CR72 |  |  | 18000 | Window | No | None | 4. Without reverse cycle, with louvered sides, and 14,000 to 19,999 Btu/h |  | No |  |  |  | 11.8 | 10 | 1144 | No |  |  |  | 2017-02-06 | 2017-02-06 | United States, Canada | ES_1138537_AKW18CR72_02072017071606_1766247 | No
2293411 | Arctic King | AKW25CR72E |  |  | 25000 | Window | No | None | 5a. Without reverse cycle, with louvered sides, and 20,000 to 27,999 Btu/h |  | No |  |  |  | 10.3 | 10 | 1820 | No |  |  |  | 2017-03-31 | 2017-03-31 | United States, Canada | ES_1030337_AKW25CR72E_03312017073152_5512898 | No
2404717 | Arctic King | KAW08R1BWT |  | 810040942815 | 8000 | Window | No | None | 3. Without reverse cycle, with louvered sides, and 8,000 to 13,999 Btu/h | No | No |  |  |  | 12 | 10 | 500 | No |  |  |  | 2022-11-10 | 2022-11-10 | United States, Canada | ES_1138537_KAW08R1BWT_11182022085240_80147341 | No
2404718 | Arctic King | KAW10R1BWT |  | 810040942822 | 10000 | Window | No | None | 3. Without reverse cycle, with louvered sides, and 8,000 to 13,999 Btu/h | No | No |  |  |  | 12 | 10 | 625 | No |  |  |  | 2022-11-10 | 2022-11-10 | United States, Canada | ES_1138537_KAW10R1BWT_11182022085240_80147341 | No
2404719 | Arctic King | KAW12R1BWT |  | 810040942839 | 12000 | Window | No | None | 3. Without reverse cycle, with louvered sides, and 8,000 to 13,999 Btu/h | No | No |  |  |  | 12 | 10 | 750 | No |  |  |  | 2022-11-10 | 2022-11-10 | United States, Canada | ES_1138537_KAW12R1BWT_11182022085240_80147341 | No
2334319 | Arctic King | KAW15R1AWT |  |  | 15100 | Window | No | None | 4. Without reverse cycle, with louvered sides, and 14,000 to 19,999 Btu/h | No | No |  |  |  | 11.8 | 10 | 960 | No |  |  |  | 2019-03-01 | 2019-03-07 | United States, Canada | ES_1138537_KAW15R1AWT_02282019105905_70217291 | No
2334223 | Arctic King | KAW18R2AWT |  |  | 18000 | Window | No | None | 4. Without reverse cycle, with louvered sides, and 14,000 to 19,999 Btu/h |  | No |  |  |  | 11.8 | 10 | 1144 | No |  |  |  | 2019-03-05 | 2019-03-06 | United States, Canada | ES_1138537_KAW18R2AWT_03062019042053_6053149 | No
2334225 | Arctic King | KAW25R2AWT |  |  | 25000 | Window | No | None | 5a. Without reverse cycle, with louvered sides, and 20,000 to 27,999 Btu/h |  | No |  |  |  | 10.3 | 10 | 1820 | No |  |  |  | 2019-03-05 | 2019-03-06 | United States, Canada | ES_1138537_KAW25R2AWT_03062019042155_6115012 | No
2452995 | Arctic King | KAW25R2AWT |  |  | 25000 | Through the Wall | No | None | 10. Without reverse cycle, without louvered sides, and 20,000 Btu/h or more | No | No |  |  |  | 10.3 | 10 | 1820 | No |  |  |  | 2023-03-30 | 2023-03-30 | United States, Canada | ES_1138537_KAW25R2AWT7_04032023141605_80162432 | No
2253154 | Arctic King | MWEUW2-10CRN1-BCJ6 |  |  | 10000 | Through the Wall | No | None | 8a. Without reverse cycle, without louvered sides, and 8,000 to 10,999 Btu/h |  | No |  |  |  | 10.6 | 10 | 708 | No |  |  |  | 2015-11-15 | 2015-11-20 | United States, Canada | ES_1030337_MWEUW2-10CRN1-BCJ6_11202015233758_2678329 | No
2327872 | Arctic King | MWHUK-06CRN8-BCL1 |  |  | 6000 | Window | No | None | 2. Without reverse cycle, with louvered sides, and 6,000 to 7,999 Btu/h | No | No |  |  |  | 12.1 | 10 | 372 | No |  |  |  | 2018-10-01 | 2018-09-30 | United States, Canada | ES_1138537_MWHUK-06CRN8-BCL1_10072018120603_70200496 | No
2327873 | Arctic King | MWHUK-08CRN8-BCL0 |  |  | 8000 | Window | No | None | 3. Without reverse cycle, with louvered sides, and 8,000 to 13,999 Btu/h | No | No |  |  |  | 12 | 10 | 500 | No |  |  |  | 2018-10-01 | 2018-09-30 | United States, Canada | ES_1138537_MWHUK-08CRN8-BCL0_10072018120602_70200496 | No
2363242 | Arctic King | MWHUK-08CRN8-BCL0 |  |  | 8000 | Window | No | None | 3. Without reverse cycle, with louvered sides, and 8,000 to 13,999 Btu/h | No | No |  |  |  | 12 | 10 | 500 | No |  |  |  | 2020-06-01 | 2020-07-14 | United States, Canada | ES_1138537_MWHUK-08CRN8-BCL0_07212020011035_80050547 | No
2327874 | Arctic King | MWHUK-10CRN8-BCL0 |  |  | 10000 | Window | No | None | 3. Without reverse cycle, with louvered sides, and 8,000 to 13,999 Btu/h | No | No |  |  |  | 12 | 10 | 625 | No |  |  |  | 2018-10-01 | 2018-09-30 | United States, Canada | ES_1138537_MWHUK-10CRN8-BCL0_10072018120601_70200496 | No
2390574 | Arctic King | MWHUK-10CRN8-BCL0 |  | 687636000040 | 10000 | Window | No | None | 3. Without reverse cycle, with louvered sides, and 8,000 to 13,999 Btu/h | No | No |  |  |  | 12 | 10 | 625 | No |  |  |  | 2022-01-17 | 2022-01-17 | United States, Canada | ES_1138537_MWHUK-10CRN8-BCL0_01172022024302_80111401 | No
2327875 | Arctic King | MWHUK-12CRN8-BCL0 |  |  | 12000 | Window | No | None | 3. Without reverse cycle, with louvered sides, and 8,000 to 13,999 Btu/h | No | No |  |  |  | 12 | 10 | 750 | No |  |  |  | 2018-10-01 | 2018-09-30 | United States, Canada | ES_1138537_MWHUK-12CRN8-BCL0_10072018120609_70200496 | No
2363243 | Arctic King | MWHUK-12CRN8-BCL0 |  |  | 12000 | Window | No | None | 3. Without reverse cycle, with louvered sides, and 8,000 to 13,999 Btu/h | No | No |  |  |  | 12 | 10 | 750 | No |  |  |  | 2020-06-01 | 2020-07-14 | United States, Canada | ES_1138537_MWHUK-12CRN8-BCL0_07212020011035_80050547 | No
2390575 | Arctic King | MWHUK-12CRN8-BCL0 |  | 687636000064 | 12000 | Window | No | None | 3. Without reverse cycle, with louvered sides, and 8,000 to 13,999 Btu/h | No | No |  |  |  | 12 | 10 | 750 | No |  |  |  | 2022-01-17 | 2022-01-17 | United States, Canada | ES_1138537_MWHUK-12CRN8-BCL0_01172022024302_80111401 | No
2327876 | Arctic King | MWHUK-15CRN8-BCK8 |  |  | 15100 | Window | No | None | 4. Without reverse cycle, with louvered sides, and 14,000 to 19,999 Btu/h | No | No |  |  |  | 11.8 | 10 | 960 | No |  |  |  | 2018-10-01 | 2018-09-30 | United States, Canada | ES_1138537_MWHUK-15CRN8-BCK8_10072018120622_70200496 | No
2327877 | Arctic King | WWK08CW91E-B |  |  | 8000 | Window | No | None | 3. Without reverse cycle, with louvered sides, and 8,000 to 13,999 Btu/h | No | No |  |  |  | 12 | 10 | 500 | No |  |  |  | 2018-10-01 | 2018-09-30 | United States, Canada | ES_1138537_WWK08CW91E-B_10072018120608_70200496 | No
2328038 | Arctic King | WWK15CR91N |  |  | 15100 | Window | No | None | 4. Without reverse cycle, with louvered sides, and 14,000 to 19,999 Btu/h | No | No |  |  |  | 11.8 | 10 | 960 | No |  |  |  | 2018-10-01 | 2018-09-30 | United States, Canada | ES_1138537_WWK15CR91N_10072018120608_70200496 | No
2376081 | Arctic Wind | 1AW15000EA |  |  | 15000 | Window | No | None | 4. Without reverse cycle, with louvered sides, and 14,000 to 19,999 Btu/h | No | No |  |  |  | 11.8 | 10 | 953 | No |  |  |  | 2021-03-30 | 2021-04-14 | United States, Canada | ES_1121980_1AW15000EA_041320212045570_4530889 | No
2376083 | Arctic Wind | 1AW18000EA |  |  | 18000 | Window | No | None | 4. Without reverse cycle, with louvered sides, and 14,000 to 19,999 Btu/h | No | No |  |  |  | 11.8 | 10 | 1144 | No |  |  |  | 2021-03-30 | 2021-04-14 | United States, Canada | ES_1121980_1AW18000EA_041320212045845_5226841 | No
2376085 | Arctic Wind | 1AW24000EA |  |  | 24000 | Window | No | None | 5a. Without reverse cycle, with louvered sides, and 20,000 to 27,999 Btu/h | No | No |  |  |  | 10.3 | 10 | 1748 | No |  |  |  | 2021-03-30 | 2021-04-14 | United States, Canada | ES_1121980_1AW24000EA_041320212046596_9078634 | No
2376077 | Arctic Wind | 2ATW10000A |  |  | 10000 | Through the Wall | No | None | 8a. Without reverse cycle, without louvered sides, and 8,000 to 10,999 Btu/h | No | No |  |  |  | 10.6 | 10 | 708 | No |  |  |  | 2021-03-30 | 2021-04-14 | United States, Canada | ES_1121980_2ATW10000A_041320212046713_9431951 | No
2376078 | Arctic Wind | 2ATW10002A |  |  | 10000 | Through the Wall | No | None | 8a. Without reverse cycle, without louvered sides, and 8,000 to 10,999 Btu/h | No | No |  |  |  | 10.6 | 10 | 708 | No |  |  |  | 2021-03-30 | 2021-04-14 | United States, Canada | ES_1121980_2ATW10002A_04132021204772_4340482 | No
2376080 | Arctic Wind | 2ATW120002A |  |  | 12000 | Through the Wall | No | None | 8b. Without reverse cycle, without louvered sides, and 11,000 to 13,999 Btu/h | No | No |  |  |  | 10.5 | 11 | 857 | No |  |  |  | 2021-03-30 | 2021-04-14 | United States, Canada | ES_1121980_2ATW120002A_041320212047642_8861462 | No
2376079 | Arctic Wind | 2ATW12000A |  |  | 12000 | Through the Wall | No | None | 8b. Without reverse cycle, without louvered sides, and 11,000 to 13,999 Btu/h | No | No |  |  |  | 10.5 | 11 | 857 | No |  |  |  | 2021-03-30 | 2021-04-14 | United States, Canada | ES_1121980_2ATW12000A_041320212047958_5842286 | No
2376076 | Arctic Wind | 2ATW8000A |  |  | 8000 | Through the Wall | No | None | 8a. Without reverse cycle, without louvered sides, and 8,000 to 10,999 Btu/h | No | No |  |  |  | 10.6 | 10 | 566 | No |  |  |  | 2021-03-30 | 2021-04-14 | United States, Canada | ES_1121980_2ATW8000A_041320212046282_4975997 | No
2392908 | Arctic Wind | 2AW15000EA |  | 850012484103 | 15000 | Window | No | None | 4. Without reverse cycle, with louvered sides, and 14,000 to 19,999 Btu/h |  | No |  |  |  | 11.8 | 10 | 953 | No |  |  |  | 2022-02-07 | 2022-02-10 | United States, Canada | ES_1121980_2AW15000EA_02092022234207_3998931 | No
2392909 | Arctic Wind | 2AW18000EA |  | 850012484110 | 18000 | Window | No | None | 4. Without reverse cycle, with louvered sides, and 14,000 to 19,999 Btu/h |  | No |  |  |  | 11.8 | 10 | 1144 | No |  |  |  | 2022-02-07 | 2022-02-10 | United States, Canada | ES_1121980_2AW18000EA_020920222342765_2058857 | No
2392910 | Arctic Wind | 2AW24000EA |  | 850012484127 | 24700 | Window | No | None | 5a. Without reverse cycle, with louvered sides, and 20,000 to 27,999 Btu/h |  | No |  |  |  | 10.3 | 10 | 1798 | No |  |  |  | 2022-02-07 | 2022-02-10 | United States, Canada | ES_1121980_2AW24000EA_020920222342518_6220207 | No
2262622 | Best Home | 57H-ID0-05CRN1/BI7 |  |  | 5000 | Window | No | None | 1. Without reverse cycle, with louvered sides, and less than 6,000 Btu/h |  | No |  |  |  | 12.1 | 10 | 310 | No |  |  |  | 2016-03-15 | 2016-03-16 | United States, Canada | ES_1127347_57H-ID0-05CRN1/BI7_03182016212104_6064723 | No
2262624 | Best Home | 57H-ID0-10CRN1/BJ8 |  |  | 10000 | Window | No | None | 3. Without reverse cycle, with louvered sides, and 8,000 to 13,999 Btu/h |  | No |  |  |  | 12 | 10 | 625 | No |  |  |  | 2016-03-15 | 2016-03-16 | United States, Canada | ES_1127347_57H-ID0-10CRN1/BJ8_03182016212155_6115147 | No
2262626 | Best Home | 57H-ID0-12CRN1/BJ8 |  |  | 12000 | Window | No | None | 3. Without reverse cycle, with louvered sides, and 8,000 to 13,999 Btu/h |  | No |  |  |  | 12 | 10 | 750 | No |  |  |  | 2016-03-15 | 2016-03-16 | United States, Canada | ES_1127347_57H-ID0-12CRN1/BJ8_03182016212237_6157530 | No
2369753 | Bevoi | BEVTTW081C |  |  | 8300 | Through the Wall | No | None | 8a. Without reverse cycle, without louvered sides, and 8,000 to 10,999 Btu/h |  | No |  |  |  | 10.6 | 10 | 587 | No |  |  |  | 2020-11-17 | 2020-11-20 | United States, Canada | ES_1145666_BEVTTW081C_11202020114302_2582010 | No
2369754 | Bevoi | BEVTTW121C |  |  | 12000 | Through the Wall | No | None | 8b. Without reverse cycle, without louvered sides, and 11,000 to 13,999 Btu/h |  | No |  |  |  | 10.5 | 11 | 857 | No |  |  |  | 2020-11-17 | 2020-11-20 | United States, Canada | ES_1145666_BEVTTW121C_11202020115503_3303528 | No
2374481 | Black + Decker | BD06WT6 |  | 819813019242 | 6000 | Window | No | None | 2. Without reverse cycle, with louvered sides, and 6,000 to 7,999 Btu/h | No | No |  |  |  | 12.1 | 10 | 372 | No |  |  |  | 2021-01-15 | 2021-01-28 | United States, Canada | ES_1126481_BD06WT6_02282021123418_80067469 | No
2374482 | Black + Decker | BD08WT6 |  | 819813019259 | 8000 | Window | No | None | 3. Without reverse cycle, with louvered sides, and 8,000 to 13,999 Btu/h | No | No |  |  |  | 12 | 10 | 500 | No |  |  |  | 2021-01-15 | 2021-01-28 | United States, Canada | ES_1126481_BD08WT6_02282021123418_80067469 | No
2374483 | Black + Decker | BD10WT6 |  | 819813019266 | 10000 | Window | No | None | 3. Without reverse cycle, with louvered sides, and 8,000 to 13,999 Btu/h | No | No |  |  |  | 12 | 10 | 625 | No |  |  |  | 2021-01-15 | 2021-01-28 | United States, Canada | ES_1126481_BD10WT6_02282021123418_80067469 | No
2374484 | Black + Decker | BD12WT6 |  | 819813019273 | 12000 | Window | No | None | 3. Without reverse cycle, with louvered sides, and 8,000 to 13,999 Btu/h | No | No |  |  |  | 12 | 10 | 750 | No |  |  |  | 2021-01-15 | 2021-01-28 | United States, Canada | ES_1126481_BD12WT6_02282021123418_80067469 | No
2361170 | Black + Decker | BWAM10W** |  |  | 10000 | Window | No | None | 3. Without reverse cycle, with louvered sides, and 8,000 to 13,999 Btu/h | No | No |  |  |  | 12 | 10 | 625 | No |  |  |  | 2020-06-01 | 2020-06-02 | United States, Canada | ES_1126481_BWAM10W**_06022020111638_80044376 | No
2361171 | Black + Decker | BWAM12W** |  |  | 12000 | Window | No | None | 3. Without reverse cycle, with louvered sides, and 8,000 to 13,999 Btu/h | No | No |  |  |  | 12 | 10 | 750 | No |  |  |  | 2020-06-01 | 2020-06-02 | United States, Canada | ES_1126481_BWAM12W**_06022020111638_80044376 | No
2361168 | Black + Decker | BWAM6W** |  |  | 6000 | Window | No | None | 2. Without reverse cycle, with louvered sides, and 6,000 to 7,999 Btu/h | No | No |  |  |  | 12.1 | 10 | 372 | No |  |  |  | 2020-06-01 | 2020-06-02 | United States, Canada | ES_1126481_BWAM6W**_06022020111638_80044376 | No
2361169 | Black + Decker | BWAM8W** |  |  | 8000 | Window | No | None | 3. Without reverse cycle, with louvered sides, and 8,000 to 13,999 Btu/h | No | No |  |  |  | 12 | 10 | 500 | No |  |  |  | 2020-06-01 | 2020-06-02 | United States, Canada | ES_1126481_BWAM8W**_06022020111638_80044376 | No
2294271 | BLACK DECKER | BWAC08WT |  |  | 8000 | Window | No | None | 3. Without reverse cycle, with louvered sides, and 8,000 to 13,999 Btu/h |  | No |  |  |  | 12 | 10 | 500 | No |  |  |  | 2017-04-12 | 2017-04-12 | United States | ES_1126481_BWAC08WT_04132017080959_0999674 | No
2294272 | BLACK DECKER | BWAC10WT |  |  | 10000 | Window | No | None | 3. Without reverse cycle, with louvered sides, and 8,000 to 13,999 Btu/h |  | No |  |  |  | 12 | 10 | 625 | No |  |  |  | 2017-04-12 | 2017-04-12 | United States | ES_1126481_BWAC10WT_04132017081011_1011161 | No
2294273 | BLACK DECKER | BWAC12WT |  |  | 12000 | Window | No | None | 3. Without reverse cycle, with louvered sides, and 8,000 to 13,999 Btu/h |  | No |  |  |  | 12 | 10 | 750 | No |  |  |  | 2017-04-12 | 2017-04-12 | United States | ES_1126481_BWAC12WT_04132017081021_1021858 | No
2394590 | BLACK+DECKER | BD10WT6 |  | 819813019266 | 10000 | Window | No | None | 3. Without reverse cycle, with louvered sides, and 8,000 to 13,999 Btu/h | No | No |  |  |  | 12 | 10 | 625 | No |  |  |  | 2022-04-07 | 2022-04-07 | United States, Canada | ES_1138537_BD10WT6_04112022061537_80121160 | No
2394591 | BLACK+DECKER | BD12WT6 |  | 819813019273 | 12000 | Window | No | None | 3. Without reverse cycle, with louvered sides, and 8,000 to 13,999 Btu/h | No | No |  |  |  | 12 | 10 | 750 | No |  |  |  | 2022-04-07 | 2022-04-07 | United States, Canada | ES_1138537_BD12WT6_04112022061537_80121160 | No
2373173 | BLACK+DECKER | BWAC06WTB |  |  | 6000 | Window | No | None | 2. Without reverse cycle, with louvered sides, and 6,000 to 7,999 Btu/h |  | No |  |  |  | 12.1 | 10 | 372 | No |  |  |  | 2021-01-25 | 2021-02-03 | United States, Canada | ES_1126481_BWAC06WTB_02012021203658_1347843 | No
2373174 | BLACK+DECKER | BWAC08WTB |  |  | 8000 | Window | No | None | 3. Without reverse cycle, with louvered sides, and 8,000 to 13,999 Btu/h |  | No |  |  |  | 12 | 10 | 500 | No |  |  |  | 2021-01-25 | 2021-02-03 | United States, Canada | ES_1126481_BWAC08WTB_020120212039134_6568606 | No
2373175 | BLACK+DECKER | BWAC10WTB |  |  | 10000 | Window | No | None | 3. Without reverse cycle, with louvered sides, and 8,000 to 13,999 Btu/h |  | No |  |  |  | 12 | 10 | 625 | No |  |  |  | 2021-01-25 | 2021-02-03 | United States, Canada | ES_1126481_BWAC10WTB_02012021204839_7278029 | No
2373176 | BLACK+DECKER | BWAC12WTB |  |  | 12000 | Window | No | None | 3. Without reverse cycle, with louvered sides, and 8,000 to 13,999 Btu/h |  | No |  |  |  | 12 | 10 | 750 | No |  |  |  | 2021-01-25 | 2021-02-03 | United States, Canada | ES_1126481_BWAC12WTB_020120212042249_4942805 | No
2350738 | Breeze33 | BZ3310TWAC1 |  |  | 10000 | Through the Wall | No | None | 8a. Without reverse cycle, without louvered sides, and 8,000 to 10,999 Btu/h |  | No |  |  |  | 10.6 | 10 | 708 | No |  |  |  | 2019-05-09 | 2019-05-13 | United States, Canada | ES_1143317_BZ3310TWAC1_12042019055117_8677073 | No
2350739 | Breeze33 | BZ3310TWAC2 |  |  | 10000 | Through the Wall | No | None | 8a. Without reverse cycle, without louvered sides, and 8,000 to 10,999 Btu/h |  | No |  |  |  | 10.6 | 10 | 708 | No |  |  |  | 2019-05-09 | 2019-05-13 | United States, Canada | ES_1143317_BZ3310TWAC2_12042019055124_8684750 | No
2338140 | Breeze33 | BZ3310WAC1 |  |  | 10000 | Window | No | None | 3. Without reverse cycle, with louvered sides, and 8,000 to 13,999 Btu/h | No | No |  |  |  | 12 | 10 | 625 | No |  |  |  | 2019-05-01 | 2019-03-07 | United States | ES_1143317_BZ3310WAC1_05052019113843_80001661 | No
2350741 | Breeze33 | BZ3312TWAC1 |  |  | 12000 | Through the Wall | No | None | 8b. Without reverse cycle, without louvered sides, and 11,000 to 13,999 Btu/h |  | No |  |  |  | 10.5 | 11 | 857 | No |  |  |  | 2019-05-09 | 2019-05-13 | United States, Canada | ES_1143317_BZ3312TWAC1_12042019061137_9897721 | No
2350740 | Breeze33 | BZ3312TWAC2 |  |  | 12000 | Through the Wall | No | None | 8b. Without reverse cycle, without louvered sides, and 11,000 to 13,999 Btu/h |  | No |  |  |  | 10.5 | 11 | 857 | No |  |  |  | 2019-05-09 | 2019-05-13 | United States, Canada | ES_1143317_BZ3312TWAC2_12042019061147_9907147 | No
2338141 | Breeze33 | BZ3312WAC1 |  |  | 12000 | Window | No | None | 3. Without reverse cycle, with louvered sides, and 8,000 to 13,999 Btu/h | No | No |  |  |  | 12 | 10 | 750 | No |  |  |  | 2019-05-01 | 2019-03-07 | United States | ES_1143317_BZ3312WAC1_05052019113843_80001661 | No
2338132 | Breeze33 | BZ3315WAC1 |  |  | 15100 | Window | No | None | 4. Without reverse cycle, with louvered sides, and 14,000 to 19,999 Btu/h | No | No |  |  |  | 12 | 12 | 944 | No |  |  |  | 2019-05-01 | 2019-03-07 | United States | ES_1143317_BZ3315WAC1_05052019113843_80001661 | No
2338022 | Breeze33 | BZ3318WAC2 |  |  | 18000 | Window | No | None | 4. Without reverse cycle, with louvered sides, and 14,000 to 19,999 Btu/h |  | No |  |  |  | 11.8 | 10 | 1144 | No |  |  |  | 2019-05-09 | 2019-05-13 | United States, Canada | ES_1143317_BZ3318WAC2_05132019052611_5171418 | No
2389120 | Breeze33 | BZ3318WAC2-G2 |  | 810055927043 | 18000 | Window | No | None | 4. Without reverse cycle, with louvered sides, and 14,000 to 19,999 Btu/h | No | No |  |  |  | 11.8 | 10 | 1144 | No |  |  |  | 2021-12-06 | 2021-12-06 | United States, Canada | ES_1143317_BZ3318WAC2-G2_12102021073521_80104134 | No
2350736 | Breeze33 | BZ3325WAC2 |  |  | 25000 | Window | No | None | 5a. Without reverse cycle, with louvered sides, and 20,000 to 27,999 Btu/h |  | No |  |  |  | 10.3 | 10 | 1820 | No |  |  |  | 2019-05-09 | 2019-05-13 | United States, Canada | ES_1143317_BZ3325WAC2_12042019052744_7264021 | No
2389121 | Breeze33 | BZ3325WAC2-G2 |  | 810055926541 | 25000 | Window | No | None | 5a. Without reverse cycle, with louvered sides, and 20,000 to 27,999 Btu/h | No | No |  |  |  | 10.3 | 10 | 1820 | No |  |  |  | 2021-12-06 | 2021-12-06 | United States, Canada | ES_1143317_BZ3325WAC2-G2_12102021073521_80104134 | No
2338139 | Breeze33 | BZ336WAC1 |  |  | 6000 | Window | No | None | 2. Without reverse cycle, with louvered sides, and 6,000 to 7,999 Btu/h | No | No |  |  |  | 12.1 | 10 | 372 | No |  |  |  | 2019-05-01 | 2019-03-07 | United States | ES_1143317_BZ336WAC1_05052019113843_80001661 | No
2350737 | Breeze33 | BZ338TWAC1 |  |  | 8300 | Through the Wall | No | None | 8a. Without reverse cycle, without louvered sides, and 8,000 to 10,999 Btu/h |  | No |  |  |  | 10.6 | 10 | 587 | No |  |  |  | 2019-05-09 | 2019-05-13 | United States, Canada | ES_1143317_BZ338TWAC1_12042019054304_8184452 | No
2376287 | CLASSIC AMERICA | TWC-08CRD1/L0U-CA |  |  | 8000 | Window | No | None | 3. Without reverse cycle, with louvered sides, and 8,000 to 13,999 Btu/h | No | No |  |  |  | 12 | 10 | 500 | No |  |  |  | 2021-04-10 | 2021-04-22 | United States, Canada | ES_1146176_TWC-08CRD1/L0U-CA_041320212057857_3747761 | No
2376288 | CLASSIC AMERICA | TWC-12CRD1/L0U-CA |  |  | 12000 | Window | No | None | 3. Without reverse cycle, with louvered sides, and 8,000 to 13,999 Btu/h | No | No |  |  |  | 12 | 10 | 750 | No |  |  |  | 2021-04-10 | 2021-04-22 | United States, Canada | ES_1146176_TWC-12CRD1/L0U-CA_041320212100697_1970896 | No
2373598 | Coast air | CB081A |  |  | 8000 | Through the Wall | No | None | 8a. Without reverse cycle, without louvered sides, and 8,000 to 10,999 Btu/h |  | No |  |  |  | 10.6 | 10 | 566 | No |  |  |  | 2021-02-04 | 2021-02-05 | United States, Canada | ES_17771_CB081A_020420210015216_9084010 | No
2373599 | Coast air | CB101A |  |  | 10000 | Through the Wall | No | None | 8a. Without reverse cycle, without louvered sides, and 8,000 to 10,999 Btu/h |  | No |  |  |  | 10.6 | 10 | 708 | No |  |  |  | 2021-02-04 | 2021-02-05 | United States, Canada | ES_17771_CB101A_020420210020661_4360581 | No
2373600 | Coast air | CB103A |  |  | 10000 | Through the Wall | No | None | 8a. Without reverse cycle, without louvered sides, and 8,000 to 10,999 Btu/h |  | No |  |  |  | 10.6 | 10 | 708 | No |  |  |  | 2021-02-04 | 2021-02-05 | United States, Canada | ES_17771_CB103A_020420210018956_6936277 | No
2373601 | Coast air | CB121A |  |  | 12000 | Through the Wall | No | None | 8b. Without reverse cycle, without louvered sides, and 11,000 to 13,999 Btu/h |  | No |  |  |  | 10.5 | 11 | 857 | No |  |  |  | 2021-02-04 | 2021-02-05 | United States, Canada | ES_17771_CB121A_02042021002368_8807408 | No
2373602 | Coast air | CB123A |  |  | 12000 | Through the Wall | No | None | 8b. Without reverse cycle, without louvered sides, and 11,000 to 13,999 Btu/h |  | No |  |  |  | 10.5 | 11 | 857 | No |  |  |  | 2021-02-04 | 2021-02-05 | United States, Canada | ES_17771_CB123A_020420210021845_5163848 | No
2334314 | Coast air | CEW061BS |  |  | 6000 | Window | No | None | 2. Without reverse cycle, with louvered sides, and 6,000 to 7,999 Btu/h | No | No |  |  |  | 12.1 | 10 | 372 | No |  |  |  | 2019-03-01 | 2019-03-07 | United States, Canada | ES_0017771_CEW061BS_02282019105905_70217291 | No
2371742 | Coast air | CEW061CS |  |  | 6000 | Window | No | None | 2. Without reverse cycle, with louvered sides, and 6,000 to 7,999 Btu/h |  | No |  |  |  | 12.1 | 10 | 372 | No |  |  |  | 2021-01-06 | 2021-01-07 | United States, Canada | ES_17771_CEW061CS_010720210153985_7160095 | No
2334315 | Coast air | CEW081BS |  |  | 8000 | Window | No | None | 3. Without reverse cycle, with louvered sides, and 8,000 to 13,999 Btu/h | No | No |  |  |  | 12 | 10 | 500 | No |  |  |  | 2019-03-01 | 2019-03-07 | United States, Canada | ES_0017771_CEW081BS_02282019105905_70217291 | No
2371743 | Coast air | CEW081CS |  |  | 8000 | Window | No | None | 3. Without reverse cycle, with louvered sides, and 8,000 to 13,999 Btu/h |  | No |  |  |  | 12 | 10 | 500 | No |  |  |  | 2021-01-06 | 2021-01-07 | United States, Canada | ES_17771_CEW081CS_010720210153999_1702449 | No
2334316 | Coast air | CEW101BS |  |  | 10000 | Window | No | None | 3. Without reverse cycle, with louvered sides, and 8,000 to 13,999 Btu/h | No | No |  |  |  | 12 | 10 | 625 | No |  |  |  | 2019-03-01 | 2019-03-07 | United States, Canada | ES_0017771_CEW101BS_02282019105905_70217291 | No
2389297 | Coast air | CEW101CS |  | 847283031839 | 10000 | Window | No | None | 3. Without reverse cycle, with louvered sides, and 8,000 to 13,999 Btu/h | No | No |  |  |  | 12 | 10 | 625 | No |  |  |  | 2021-11-13 | 2021-12-10 | United States, Canada | ES_1138537_CEW101CS_12142021120410_80107683 | No
2334317 | Coast air | CEW121BS |  |  | 12000 | Window | No | None | 3. Without reverse cycle, with louvered sides, and 8,000 to 13,999 Btu/h | No | No |  |  |  | 12 | 10 | 750 | No |  |  |  | 2019-03-01 | 2019-03-07 | United States, Canada | ES_0017771_CEW121BS_02282019105905_70217291 | No
2389298 | Coast air | CEW121CS |  | 847283031846 | 12000 | Window | No | None | 3. Without reverse cycle, with louvered sides, and 8,000 to 13,999 Btu/h | No | No |  |  |  | 12 | 10 | 750 | No |  |  |  | 2021-11-13 | 2021-12-10 | United States, Canada | ES_1138537_CEW121CS_12142021120410_80107683 | No
2334318 | Coast air | CEW151BS |  |  | 15100 | Window | No | None | 4. Without reverse cycle, with louvered sides, and 14,000 to 19,999 Btu/h | No | No |  |  |  | 11.8 | 10 | 960 | No |  |  |  | 2019-03-01 | 2019-03-07 | United States, Canada | ES_0017771_CEW151BS_02282019105905_70217291 | No
2341094 | Coast air | CEW183BS |  |  | 18000 | Window | No | None | 4. Without reverse cycle, with louvered sides, and 14,000 to 19,999 Btu/h |  | No |  |  |  | 11.8 | 10 | 1144 | No |  |  |  | 2019-07-10 | 2019-07-10 | United States, Canada | ES_17771_CEW183BS_07122019052105_8865553 | No
2370428 | Coast air | CEW183CS |  | 847283029386 | 18000 | Window | No | None | 4. Without reverse cycle, with louvered sides, and 14,000 to 19,999 Btu/h | No | No |  |  |  | 11.8 | 10 | 1144 | No |  |  |  | 2020-11-30 | 2020-11-30 | United States, Canada | ES_17771_CEW183CS_12022020052303_80062597 | No
2341099 | Coast air | CEW243BS |  |  | 25000 | Window | No | None | 5a. Without reverse cycle, with louvered sides, and 20,000 to 27,999 Btu/h |  | No |  |  |  | 10.3 | 10 | 1820 | No |  |  |  | 2019-07-10 | 2019-07-10 | United States, Canada | ES_17771_CEW243BS_07122019052045_8845603 | No
2370429 | Coast air | CEW243CS |  | 847283029393 | 25000 | Window | No | None | 5a. Without reverse cycle, with louvered sides, and 20,000 to 27,999 Btu/h | No | No |  |  |  | 10.3 | 10 | 1820 | No |  |  |  | 2020-11-30 | 2020-11-30 | United States, Canada | ES_17771_CEW243CS_12022020052303_80062597 | No
2329580 | Comfort Aire | RADS-101Q |  |  | 10000 | Window | No | None | 3. Without reverse cycle, with louvered sides, and 8,000 to 13,999 Btu/h | No | No |  |  |  | 12 | 10 | 625 | No |  |  |  | 2018-11-01 | 2018-11-08 | United States, Canada | ES_17771_RADS-101Q_11072018110307_70204436 | No
2363239 | Comfort Aire | RADS-101R |  |  | 10000 | Window | No | None | 3. Without reverse cycle, with louvered sides, and 8,000 to 13,999 Btu/h | No | No |  |  |  | 12 | 10 | 625 | No |  |  |  | 2020-07-01 | 2020-07-20 | United States, Canada | ES_0017771_RADS-101R_07212020011035_80050547 | No
2329581 | Comfort Aire | RADS-121Q |  |  | 12000 | Window | No | None | 3. Without reverse cycle, with louvered sides, and 8,000 to 13,999 Btu/h | No | No |  |  |  | 12 | 10 | 750 | No |  |  |  | 2018-11-01 | 2018-11-08 | United States, Canada | ES_17771_RADS-121Q_11072018110307_70204436 | No
2363240 | Comfort Aire | RADS-121R |  |  | 12000 | Window | No | None | 3. Without reverse cycle, with louvered sides, and 8,000 to 13,999 Btu/h | No | No |  |  |  | 12 | 10 | 750 | No |  |  |  | 2020-07-01 | 2020-07-20 | United States, Canada | ES_0017771_RADS-121R_07212020011035_80050547 | No
2329583 | Comfort Aire | RADS-151Q |  |  | 15100 | Window | No | None | 4. Without reverse cycle, with louvered sides, and 14,000 to 19,999 Btu/h | No | No |  |  |  | 11.8 | 10 | 960 | No |  |  |  | 2018-11-01 | 2018-11-08 | United States, Canada | ES_17771_RADS-151Q_11072018110307_70204436 | No
2363241 | Comfort Aire | RADS-151R |  |  | 15100 | Window | No | None | 4. Without reverse cycle, with louvered sides, and 14,000 to 19,999 Btu/h | No | No |  |  |  | 11.8 | 10 | 960 | No |  |  |  | 2020-07-01 | 2020-07-20 | United States, Canada | ES_0017771_RADS-151R_07212020011035_80050547 | No
2370430 | Comfort Aire | RADS-183Q |  | 847283029249 | 18000 | Window | No | None | 4. Without reverse cycle, with louvered sides, and 14,000 to 19,999 Btu/h | No | No |  |  |  | 11.8 | 10 | 1144 | No |  |  |  | 2020-11-30 | 2020-11-30 | United States, Canada | ES_17771_RADS-183Q_12022020052903_80062597 | No
2363191 | Comfort Aire | RADS-183R |  |  | 18000 | Window | No | None | 4. Without reverse cycle, with louvered sides, and 14,000 to 19,999 Btu/h |  | No |  |  |  | 11.8 | 10 | 1144 | No |  |  |  | 2020-07-17 | 2020-07-17 | United States, Canada | ES_17771_RADS-183R_07202020013959_9199024 | No
2370431 | Comfort Aire | RADS-183S |  | 847283029416 | 18000 | Window | No | None | 4. Without reverse cycle, with louvered sides, and 14,000 to 19,999 Btu/h | No | No |  |  |  | 11.8 | 10 | 1144 | No |  |  |  | 2020-11-30 | 2020-11-30 | United States, Canada | ES_17771_RADS-183S_12022020052302_80062597 | No
2370432 | Comfort Aire | RADS-253Q |  | 847283029256 | 25000 | Window | No | None | 5a. Without reverse cycle, with louvered sides, and 20,000 to 27,999 Btu/h | No | No |  |  |  | 10.3 | 10 | 1820 | No |  |  |  | 2020-11-30 | 2020-11-30 | United States, Canada | ES_17771_RADS-253Q_12022010052303_80062597 | No
2363192 | Comfort Aire | RADS-253R |  |  | 25000 | Window | No | None | 5a. Without reverse cycle, with louvered sides, and 20,000 to 27,999 Btu/h |  | No |  |  |  | 10.3 | 10 | 1820 | No |  |  |  | 2020-07-17 | 2020-07-17 | United States, Canada | ES_17771_RADS-253R_07202020014031_9231395 | No
2370433 | Comfort Aire | RADS-253S |  | 847283029423 | 25000 | Window | No | None | 5a. Without reverse cycle, with louvered sides, and 20,000 to 27,999 Btu/h | No | No |  |  |  | 10.3 | 10 | 1820 | No |  |  |  | 2020-11-30 | 2020-11-30 | United States, Canada | ES_17771_RADS-253S_12022020052303_80062597 | No
2329578 | Comfort Aire | RADS-51Q |  |  | 5000 | Window | No | None | 1. Without reverse cycle, with louvered sides, and less than 6,000 Btu/h | No | No |  |  |  | 12.1 | 10 | 310 | No |  |  |  | 2018-11-01 | 2018-11-08 | United States, Canada | ES_17771_RADS-51Q_11072018110307_70204436 | No
2329579 | Comfort Aire | RADS-61Q |  |  | 6000 | Window | No | None | 2. Without reverse cycle, with louvered sides, and 6,000 to 7,999 Btu/h | No | No |  |  |  | 12.1 | 10 | 372 | No |  |  |  | 2018-11-01 | 2018-11-08 | United States, Canada | ES_17771_RADS-61Q_11072018110307_70204436 | No
2363237 | Comfort Aire | RADS-61R |  |  | 6000 | Window | No | None | 2. Without reverse cycle, with louvered sides, and 6,000 to 7,999 Btu/h | No | No |  |  |  | 12.1 | 10 | 372 | No |  |  |  | 2020-07-01 | 2020-07-20 | United States, Canada | ES_0017771_RADS-61R_07212020011035_80050547 | No
2329582 | Comfort Aire | RADS-81Q |  |  | 8000 | Window | No | None | 3. Without reverse cycle, with louvered sides, and 8,000 to 13,999 Btu/h | No | No |  |  |  | 12 | 10 | 500 | No |  |  |  | 2018-11-01 | 2018-11-08 | United States, Canada | ES_17771_RADS-81Q_11072018110307_70204436 | No
2363238 | Comfort Aire | RADS-81R |  |  | 8000 | Window | No | None | 3. Without reverse cycle, with louvered sides, and 8,000 to 13,999 Btu/h | No | No |  |  |  | 12 | 10 | 500 | No |  |  |  | 2020-07-01 | 2020-07-20 | United States, Canada | ES_0017771_RADS-81R_07212020011035_80050547 | No
2254418 | Comfort-Aire | BG-101P |  |  | 10000 | Through the Wall | No | None | 8a. Without reverse cycle, without louvered sides, and 8,000 to 10,999 Btu/h |  | No |  |  |  | 10.6 | 10 | 708 | No |  |  |  | 2015-12-01 | 2015-12-08 | United States, Canada | ES_17771_BG-101P_12082015054251_3371109 | No
2254414 | Comfort-Aire | BG-103P |  |  | 10000 | Through the Wall | No | None | 8a. Without reverse cycle, without louvered sides, and 8,000 to 10,999 Btu/h |  | No |  |  |  | 10.6 | 10 | 708 | No |  |  |  | 2015-12-01 | 2015-12-08 | United States, Canada | ES_17771_BG-103P_12082015054302_3382695 | No
2254415 | Comfort-Aire | BG-121P |  |  | 12000 | Through the Wall | No | None | 8b. Without reverse cycle, without louvered sides, and 11,000 to 13,999 Btu/h |  | No |  |  |  | 10.5 | 11 | 857 | No |  |  |  | 2015-12-01 | 2015-12-08 | United States, Canada | ES_17771_BG-121P_12082015054314_3394225 | No
2254417 | Comfort-Aire | BG-123P |  |  | 12000 | Through the Wall | No | None | 8b. Without reverse cycle, without louvered sides, and 11,000 to 13,999 Btu/h |  | No |  |  |  | 10.5 | 11 | 857 | No |  |  |  | 2015-12-01 | 2015-12-08 | United States, Canada | ES_17771_BG-123P_12082015054324_3404789 | No
2254416 | Comfort-Aire | BG-81P |  |  | 8000 | Through the Wall | No | None | 8a. Without reverse cycle, without louvered sides, and 8,000 to 10,999 Btu/h |  | No |  |  |  | 10.6 | 10 | 566 | No |  |  |  | 2015-12-01 | 2015-12-08 | United States, Canada | ES_17771_BG-81P_12082015054338_3418471 | No
2254413 | Comfort-Aire | RADS-183P |  |  | 18000 | Window | No | None | 4. Without reverse cycle, with louvered sides, and 14,000 to 19,999 Btu/h |  | No |  |  |  | 11.8 | 10 | 1144 | No |  |  |  | 2015-12-01 | 2015-12-08 | United States, Canada | ES_17771_RADS-183P_12082015054433_3473722 | No
2254412 | Comfort-Aire | RADS-253P |  |  | 25000 | Window | No | None | 5a. Without reverse cycle, with louvered sides, and 20,000 to 27,999 Btu/h |  | No |  |  |  | 10.3 | 10 | 1820 | No |  |  |  | 2015-12-01 | 2015-12-08 | United States, Canada | ES_17771_RADS-253P_12082015054447_3487827 | No
2359432 | Commercial Cool | CC06WT |  |  | 6000 | Window | No | None | 2. Without reverse cycle, with louvered sides, and 6,000 to 7,999 Btu/h | No | No |  |  |  | 12.1 | 10 | 372 | No |  |  |  | 2020-05-01 | 2020-05-06 | United States | ES_1126481_CC06WT_05062020015045_80042048 | No
2359433 | Commercial Cool | CC08WT |  |  | 8000 | Window | No | None | 3. Without reverse cycle, with louvered sides, and 8,000 to 13,999 Btu/h | No | No |  |  |  | 12 | 10 | 500 | No |  |  |  | 2020-05-01 | 2020-05-06 | United States | ES_1126481_CC08WT_05062020015045_80042048 | No
2359434 | Commercial Cool | CC10WT |  |  | 10000 | Window | No | None | 3. Without reverse cycle, with louvered sides, and 8,000 to 13,999 Btu/h | No | No |  |  |  | 12 | 10 | 625 | No |  |  |  | 2020-05-01 | 2020-05-06 | United States | ES_1126481_CC10WT_05062020015045_80042048 | No
2374480 | Commercial Cool | CC12WT |  | 810064691133 | 12000 | Window | No | None | 3. Without reverse cycle, with louvered sides, and 8,000 to 13,999 Btu/h | No | No |  |  |  | 12 | 10 | 750 | No |  |  |  | 2021-01-15 | 2021-01-28 | United States, Canada | ES_1126481_CC12WT_02282021123418_80067469 | No
2338143 | Commercial Cool | CWAM10W6C |  |  | 10000 | Window | No | None | 3. Without reverse cycle, with louvered sides, and 8,000 to 13,999 Btu/h | No | No |  |  |  | 12.1 | 11 | 620 | No |  |  |  | 2019-05-01 | 2019-04-30 | United States, Canada | ES_1126481_CWAM10W6C_05052019113843_80001661 | No
2394588 | Commercial Cool | CWAM10W6C |  | 819813017477 | 10000 | Window | No | None | 3. Without reverse cycle, with louvered sides, and 8,000 to 13,999 Btu/h | No | No |  |  |  | 12 | 10 | 625 | No |  |  |  | 2022-04-07 | 2022-04-07 | United States, Canada | ES_1138537_CWAM10W6C_04112022061537_80121160 | No
2394589 | Commercial Cool | CWAM12W6C |  | 819813017484 | 12000 | Window | No | None | 3. Without reverse cycle, with louvered sides, and 8,000 to 13,999 Btu/h | No | No |  |  |  | 12 | 10 | 750 | No |  |  |  | 2022-04-07 | 2022-04-07 | United States, Canada | ES_1138537_CWAM12W6C_04112022061537_80121160 | No
2306872 | Cool-living | CL-RAC06EWES |  |  | 6000 | Window | No | None | 2. Without reverse cycle, with louvered sides, and 6,000 to 7,999 Btu/h |  | No |  |  |  | 12.1 | 10 | 372 | No |  |  |  | 2017-11-27 | 2017-11-27 | United States | ES_1131297_CL-RAC06EWES_11292017060454_5494970 | No
2352168 | Cool-living | CL-RAC06EWIES |  |  | 6000 | Window | No | None | 2. Without reverse cycle, with louvered sides, and 6,000 to 7,999 Btu/h |  | No |  |  |  | 12.1 | 10 | 372 | No |  |  |  | 2019-12-30 | 2019-12-30 | United States | ES_1131297_CL-RAC06EWIES_12302019032009_6009418 | No
2389354 | Cool-living | CL-RAC06EWIES-22 |  |  | 6100 | Window | No | None | 2. Without reverse cycle, with louvered sides, and 6,000 to 7,999 Btu/h |  | No |  |  |  | 12.1 | 10 | 378 | No |  |  |  | 2021-12-07 | 2021-12-16 | United States, Canada | ES_1131297_CL-RAC06EWIES-22_121520212042378_1980922 | No
2352169 | Cool-living | CL-RAC06EWIES-6A |  |  | 6000 | Window | No | None | 2. Without reverse cycle, with louvered sides, and 6,000 to 7,999 Btu/h |  | No |  |  |  | 12.1 | 10 | 372 | No |  |  |  | 2019-12-30 | 2019-12-30 | United States | ES_1131297_CL-RAC06EWIES-6A_12302019032021_6021499 | No
2306873 | Cool-living | CL-RAC08EWES |  |  | 8000 | Window | No | None | 3. Without reverse cycle, with louvered sides, and 8,000 to 13,999 Btu/h |  | No |  |  |  | 12 | 10 | 500 | No |  |  |  | 2017-11-27 | 2017-11-27 | United States | ES_1131297_CL-RAC08EWES_11292017061419_6059317 | No
2352170 | Cool-living | CL-RAC08EWIES |  |  | 8000 | Window | No | None | 3. Without reverse cycle, with louvered sides, and 8,000 to 13,999 Btu/h |  | No |  |  |  | 12 | 10 | 500 | No |  |  |  | 2019-12-30 | 2019-12-30 | United States | ES_1131297_CL-RAC08EWIES_12302019034112_7272316 | No
2389355 | Cool-living | CL-RAC08EWIES-22 |  |  | 8100 | Window | No | None | 3. Without reverse cycle, with louvered sides, and 8,000 to 13,999 Btu/h |  | No |  |  |  | 12 | 10 | 506 | No |  |  |  | 2021-12-07 | 2021-12-16 | United States, Canada | ES_1131297_CL-RAC08EWIES-22_12152021204221_2329054 | No
2352171 | Cool-living | CL-RAC08EWIES-6A |  |  | 8000 | Window | No | None | 3. Without reverse cycle, with louvered sides, and 8,000 to 13,999 Btu/h |  | No |  |  |  | 12 | 10 | 500 | No |  |  |  | 2019-12-30 | 2019-12-30 | United States | ES_1131297_CL-RAC08EWIES-6A_12302019034121_7281307 | No
2306878 | Cool-living | CL-RAC10EWES |  |  | 10000 | Window | No | None | 3. Without reverse cycle, with louvered sides, and 8,000 to 13,999 Btu/h |  | No |  |  |  | 12 | 10 | 625 | No |  |  |  | 2017-11-27 | 2017-11-27 | United States | ES_1131297_CL-RAC10EWES_11292017061549_6149105 | No
2389349 | Cool-living | CL-RAC10EWES-22 |  |  | 10000 | Window | No | None | 3. Without reverse cycle, with louvered sides, and 8,000 to 13,999 Btu/h |  | No |  |  |  | 12 | 10 | 625 | No |  |  |  | 2021-12-07 | 2021-12-16 | United States, Canada | ES_1131297_CL-RAC10EWES-22_121520212042678_6110408 | No
2352172 | Cool-living | CL-RAC10EWES-6A |  |  | 10000 | Window | No | None | 3. Without reverse cycle, with louvered sides, and 8,000 to 13,999 Btu/h |  | No |  |  |  | 12 | 10 | 625 | No |  |  |  | 2019-12-30 | 2019-12-30 | United States | ES_1131297_CL-RAC10EWES-6A_12302019034525_7525859 | No
2306877 | Cool-living | CL-RAC12EWES |  |  | 12000 | Window | No | None | 3. Without reverse cycle, with louvered sides, and 8,000 to 13,999 Btu/h |  | No |  |  |  | 12 | 10 | 750 | No |  |  |  | 2017-11-27 | 2017-11-27 | United States | ES_1131297_CL-RAC12EWES_11292017062106_6466301 | No
2389350 | Cool-living | CL-RAC12EWES-22 |  |  | 12100 | Window | No | None | 3. Without reverse cycle, with louvered sides, and 8,000 to 13,999 Btu/h |  | No |  |  |  | 12 | 10 | 756 | No |  |  |  | 2021-12-07 | 2021-12-16 | United States, Canada | ES_1131297_CL-RAC12EWES-22_121520212042337_3441567 | No
2352173 | Cool-living | CL-RAC12EWES-6A |  |  | 12000 | Window | No | None | 3. Without reverse cycle, with louvered sides, and 8,000 to 13,999 Btu/h |  | No |  |  |  | 12 | 10 | 750 | No |  |  |  | 2019-12-30 | 2019-12-30 | United States | ES_1131297_CL-RAC12EWES-6A_12302019035150_7910856 | No
2306876 | Cool-living | CL-RAC15EWES |  |  | 15000 | Window | No | None | 4. Without reverse cycle, with louvered sides, and 14,000 to 19,999 Btu/h |  | No |  |  |  | 11.8 | 10 | 953 | No |  |  |  | 2017-11-27 | 2017-11-27 | United States | ES_1131297_CL-RAC15EWES_11292017062226_6546333 | No
2389351 | Cool-living | CL-RAC15EWES-22 |  |  | 15000 | Window | No | None | 4. Without reverse cycle, with louvered sides, and 14,000 to 19,999 Btu/h |  | No |  |  |  | 11.8 | 10 | 953 | No |  |  |  | 2021-12-07 | 2021-12-16 | United States, Canada | ES_1131297_CL-RAC15EWES-22_121520212043616_8670948 | No
2352174 | Cool-living | CL-RAC15EWES-6A |  |  | 15000 | Window | No | None | 4. Without reverse cycle, with louvered sides, and 14,000 to 19,999 Btu/h |  | No |  |  |  | 11.8 | 10 | 953 | No |  |  |  | 2019-12-30 | 2019-12-30 | United States | ES_1131297_CL-RAC15EWES-6A_12302019040710_8830310 | No
2306875 | Cool-living | CL-RAC18EWES |  |  | 18000 | Window | No | None | 4. Without reverse cycle, with louvered sides, and 14,000 to 19,999 Btu/h |  | No |  |  |  | 11.8 | 10 | 1144 | No |  |  |  | 2017-11-27 | 2017-11-27 | United States | ES_1131297_CL-RAC18EWES_11292017062307_6587387 | No
2389352 | Cool-living | CL-RAC18EWES-22 |  |  | 18000 | Window | No | None | 4. Without reverse cycle, with louvered sides, and 14,000 to 19,999 Btu/h |  | No |  |  |  | 11.8 | 10 | 1144 | No |  |  |  | 2021-12-07 | 2021-12-16 | United States, Canada | ES_1131297_CL-RAC18EWES-22_121520212043341_4463317 | No
2306880 | Cool-living | CL-RAC24EWES |  |  | 24000 | Window | No | None | 5a. Without reverse cycle, with louvered sides, and 20,000 to 27,999 Btu/h |  | No |  |  |  | 10.3 | 10 | 1748 | No |  |  |  | 2017-11-27 | 2017-11-27 | United States | ES_1131297_CL-RAC24EWES_11292017062408_6648574 | No
2389353 | Cool-living | CL-RAC24EWES-22 |  |  | 24700 | Window | No | None | 5a. Without reverse cycle, with louvered sides, and 20,000 to 27,999 Btu/h |  | No |  |  |  | 10.3 | 10 | 1798 | No |  |  |  | 2021-12-07 | 2021-12-16 | United States, Canada | ES_1131297_CL-RAC24EWES-22_12152021204380_6078605 | No
2355710 | Coolworks | MWHUK-08CRN8-BCL0 |  |  | 8000 | Window | No | None | 3. Without reverse cycle, with louvered sides, and 8,000 to 13,999 Btu/h | No | No |  |  |  | 12 | 10 | 500 | No |  |  |  | 2019-12-27 | 2019-12-27 | United States, Canada | ES_1129470_MWHUK-08CRN8-BCL0_03042020011021_80024169 | No
2355711 | Coolworks | MWHUK-10CRN8-BCL0 |  |  | 10000 | Window | No | None | 3. Without reverse cycle, with louvered sides, and 8,000 to 13,999 Btu/h | No | No |  |  |  | 12 | 10 | 625 | No |  |  |  | 2019-12-27 | 2019-12-27 | United States, Canada | ES_1129470_MWHUK-10CRN8-BCL0_03042020011021_80024169 | No
2355712 | Coolworks | MWHUK-12CRN8-BCL0 |  |  | 12000 | Window | No | None | 3. Without reverse cycle, with louvered sides, and 8,000 to 13,999 Btu/h | No | No |  |  |  | 12 | 10 | 750 | No |  |  |  | 2019-12-27 | 2019-12-27 | United States, Canada | ES_1129470_MWHUK-12CRN8-BCL0_03042020011021_80024169 | No
2360654 | Crosley | CATS06B1 |  |  | 6000 | Window | No | None | 2. Without reverse cycle, with louvered sides, and 6,000 to 7,999 Btu/h |  | No |  |  |  | 12.1 | 10 | 372 | No |  |  |  | 2020-05-25 | 2020-05-26 | United States | ES_92264_CATS06B1_05262020063942_5182307 | No
2309179 | Crosley | CATS08A1 |  |  | 8000 | Window | No | None | 3. Without reverse cycle, with louvered sides, and 8,000 to 13,999 Btu/h |  | No |  |  |  | 12 | 10 | 500 | No |  |  |  | 2018-01-15 | 2018-01-15 | United States, Canada | ES_92264_CATS08A1_01162018120129_4089711 | No
2360655 | Crosley | CATS08B1 |  |  | 8000 | Window | No | None | 3. Without reverse cycle, with louvered sides, and 8,000 to 13,999 Btu/h |  | No |  |  |  | 12 | 10 | 500 | No |  |  |  | 2020-05-25 | 2020-05-26 | United States | ES_92264_CATS08B1_05262020064011_5211243 | No
2309180 | Crosley | CATS10A1 |  |  | 10000 | Window | No | None | 3. Without reverse cycle, with louvered sides, and 8,000 to 13,999 Btu/h |  | No |  |  |  | 12 | 10 | 625 | No |  |  |  | 2018-01-15 | 2018-01-15 | United States, Canada | ES_92264_CATS10A1_01162018120143_4103542 | No
2360656 | Crosley | CATS10B1 |  |  | 10000 | Window | No | None | 3. Without reverse cycle, with louvered sides, and 8,000 to 13,999 Btu/h |  | No |  |  |  | 12 | 10 | 625 | No |  |  |  | 2020-05-25 | 2020-05-26 | United States | ES_92264_CATS10B1_05262020064102_5262522 | No
2375491 | Crosley | CATS10C1 |  |  | 10000 | Window | No | None | 3. Without reverse cycle, with louvered sides, and 8,000 to 13,999 Btu/h |  | No |  |  |  | 12 | 10 | 625 | No |  |  |  | 2021-02-05 | 2021-03-27 | United States, Canada | ES_92264_CATS10C1_032720210629824_8450529 | No
2309181 | Crosley | CATS12A1 |  |  | 12000 | Window | No | None | 3. Without reverse cycle, with louvered sides, and 8,000 to 13,999 Btu/h |  | No |  |  |  | 12 | 10 | 750 | No |  |  |  | 2018-01-15 | 2018-01-15 | United States, Canada | ES_92264_CATS12A1_01162018120155_4115302 | No
2360657 | Crosley | CATS12B1 |  |  | 12000 | Window | No | None | 3. Without reverse cycle, with louvered sides, and 8,000 to 13,999 Btu/h |  | No |  |  |  | 12 | 10 | 750 | No |  |  |  | 2020-05-25 | 2020-05-26 | United States | ES_92264_CATS12B1_05262020064137_5297634 | No
2375492 | Crosley | CATS12C1 |  |  | 12000 | Window | No | None | 3. Without reverse cycle, with louvered sides, and 8,000 to 13,999 Btu/h |  | No |  |  |  | 12 | 10 | 750 | No |  |  |  | 2021-02-05 | 2021-03-27 | United States, Canada | ES_92264_CATS12C1_03272021063109_5506947 | No
2309182 | Crosley | CATS15A1 |  |  | 15000 | Window | No | None | 4. Without reverse cycle, with louvered sides, and 14,000 to 19,999 Btu/h |  | No |  |  |  | 11.8 | 10 | 953 | No |  |  |  | 2018-01-15 | 2018-01-15 | United States, Canada | ES_92264_CATS15A1_01162018120207_4127486 | No
2360658 | Crosley | CATS15B1 |  |  | 15000 | Window | No | None | 4. Without reverse cycle, with louvered sides, and 14,000 to 19,999 Btu/h |  | No |  |  |  | 11.8 | 10 | 953 | No |  |  |  | 2020-05-25 | 2020-05-26 | United States | ES_92264_CATS15B1_05262020064205_5325517 | No
2309183 | Crosley | CATS18A2 |  |  | 18000 | Window | No | None | 4. Without reverse cycle, with louvered sides, and 14,000 to 19,999 Btu/h |  | No |  |  |  | 11.8 | 10 | 1144 | No |  |  |  | 2018-01-15 | 2018-01-15 | United States, Canada | ES_92264_CATS18A2_01162018120222_4142035 | No
2360659 | Crosley | CATS18B2 |  |  | 18000 | Window | No | None | 4. Without reverse cycle, with louvered sides, and 14,000 to 19,999 Btu/h |  | No |  |  |  | 11.8 | 10 | 1144 | No |  |  |  | 2020-05-25 | 2020-05-26 | United States | ES_92264_CATS18B2_05262020064235_5355656 | No
2309184 | Crosley | CATS24A2 |  |  | 24000 | Window | No | None | 5a. Without reverse cycle, with louvered sides, and 20,000 to 27,999 Btu/h |  | No |  |  |  | 10.3 | 10 | 1748 | No |  |  |  | 2018-01-15 | 2018-01-15 | United States, Canada | ES_92264_CATS24A2_01162018120234_4154474 | No
2360660 | Crosley | CATS24B2 |  |  | 24000 | Window | No | None | 5a. Without reverse cycle, with louvered sides, and 20,000 to 27,999 Btu/h |  | No |  |  |  | 10.3 | 10 | 1748 | No |  |  |  | 2020-05-25 | 2020-05-26 | United States | ES_92264_CATS24B2_05262020064345_5425098 | No
2289126 | Crosley | CTWMS10A1 |  |  | 10000 | Through the Wall | No | None | 8a. Without reverse cycle, without louvered sides, and 8,000 to 10,999 Btu/h |  | No |  |  |  | 10.6 | 10 | 708 | No |  |  |  | 2017-01-21 | 2017-01-21 | United States, Canada | ES_92264_CTWMS10A1_01232017084840_1320269 | No
2289125 | Crosley | CTWMS12A1 |  |  | 12000 | Through the Wall | No | None | 8b. Without reverse cycle, without louvered sides, and 11,000 to 13,999 Btu/h |  | No |  |  |  | 10.5 | 11 | 857 | No |  |  |  | 2017-01-21 | 2017-01-21 | United States, Canada | ES_92264_CTWMS12A1_01232017084852_1332941 | No
2289128 | Crosley | CTWMS12A2 (230V) |  |  | 12000 | Through the Wall | No | None | 8b. Without reverse cycle, without louvered sides, and 11,000 to 13,999 Btu/h |  | No |  |  |  | 10.5 | 11 | 857 | No |  |  |  | 2017-01-21 | 2017-01-21 | United States, Canada | ES_92264_CTWMS12A2 (230V)_01232017084917_1357634 | No
2355717 | Daewoo | DWC-F06C1KRC-Y |  |  | 6000 | Window | No | None | 2. Without reverse cycle, with louvered sides, and 6,000 to 7,999 Btu/h | No | No |  |  |  | 12.1 | 10 | 372 | No |  |  |  | 2020-01-02 | 2020-01-02 | United States, Canada | ES_1108205_DWC-F06C1KRC-Y_03042020011021_80024169 | No
2355718 | Daewoo | DWC-F08C1KRC-Y |  |  | 8000 | Window | No | None | 3. Without reverse cycle, with louvered sides, and 8,000 to 13,999 Btu/h | No | No |  |  |  | 12 | 10 | 500 | No |  |  |  | 2020-01-02 | 2020-01-02 | United States, Canada | ES_1108205_DWC-F08C1KRC-Y_03042020011021_80024169 | No
2349971 | Danby | DAC060EB6* |  | 67638023788 | 6000 | Window | No | None | 2. Without reverse cycle, with louvered sides, and 6,000 to 7,999 Btu/h | No | No |  |  |  | 12.1 | 10 | 372 | No |  |  |  | 2019-11-19 | 2019-10-07 | United States, Canada | ES_0031682_DAC060EB6*_11192019062148_80023451 | No
2349972 | Danby | DAC060EB7* |  | 67638023825 | 6000 | Window | No | None | 2. Without reverse cycle, with louvered sides, and 6,000 to 7,999 Btu/h | No | No |  |  |  | 12.1 | 10 | 372 | No |  |  |  | 2019-11-19 | 2019-10-07 | United States, Canada | ES_0031682_DAC060EB7*_11192019062148_80023451 | No
2368919 | Danby | DAC060EE1WDB |  | 67638025997 | 6000 | Window | No | None | 2. Without reverse cycle, with louvered sides, and 6,000 to 7,999 Btu/h |  | No |  |  |  | 12.1 | 10 | 372 | No |  |  |  | 2020-10-28 | 2020-10-30 | United States, Canada | ES_31682_DAC060EE1WDB_10302020031916_7956571 | No
2333878 | Danby | DAC080B5* |  | 67638018371 | 8000 | Window | No | None | 3. Without reverse cycle, with louvered sides, and 8,000 to 13,999 Btu/h | No | No |  |  |  | 12 | 10 | 500 | No |  |  |  | 2019-02-01 | 2019-01-09 | United States, Canada | ES_0031682_DAC080B5*_02192019113158_70211498 | No
2349973 | Danby | DAC080EB6* |  | 67638023801 | 8000 | Window | No | None | 3. Without reverse cycle, with louvered sides, and 8,000 to 13,999 Btu/h | No | No |  |  |  | 12 | 10 | 500 | No |  |  |  | 2019-11-19 | 2019-10-07 | United States, Canada | ES_0031682_DAC080EB6*_11192019062148_80023451 | No
2349974 | Danby | DAC080EB7* |  | 67638023832 | 8000 | Window | No | None | 3. Without reverse cycle, with louvered sides, and 8,000 to 13,999 Btu/h | No | No |  |  |  | 12 | 10 | 500 | No |  |  |  | 2019-11-19 | 2019-10-07 | United States, Canada | ES_0031682_DAC080EB7*_11192019062148_80023451 | No
2368918 | Danby | DAC080EE2WDB |  | 67638026017 | 8000 | Window | No | None | 3. Without reverse cycle, with louvered sides, and 8,000 to 13,999 Btu/h |  | No |  |  |  | 12 | 10 | 500 | No |  |  |  | 2020-10-28 | 2020-10-30 | United States, Canada | ES_31682_DAC080EE2WDB_10302020032758_8478220 | No
2389197 | Danby | DAC100B6WDB |  | 67638029926 | 10000 | Window | No | None | 3. Without reverse cycle, with louvered sides, and 8,000 to 13,999 Btu/h | No | No |  |  |  | 12 | 10 | 625 | No |  |  |  | 2021-12-06 | 2021-12-06 | United States, Canada | ES_0031682_DAC100B6WDB_12132021110609_80107469 | No
2349975 | Danby | DAC100EB6* |  | 67638023795 | 10000 | Window | No | None | 3. Without reverse cycle, with louvered sides, and 8,000 to 13,999 Btu/h | No | No |  |  |  | 12 | 10 | 625 | No |  |  |  | 2019-11-19 | 2019-10-07 | United States, Canada | ES_0031682_DAC100EB6*_11192019062148_80023451 | No
2389198 | Danby | DAC100EB9WDB |  | 67638029940 | 10000 | Window | No | None | 3. Without reverse cycle, with louvered sides, and 8,000 to 13,999 Btu/h | No | No |  |  |  | 12 | 10 | 625 | No |  |  |  | 2021-12-06 | 2021-12-06 | United States, Canada | ES_0031682_DAC100EB9WDB_12132021110609_80107469 | No
2333880 | Danby | DAC120B5* |  | 67638019361 | 12000 | Window | No | None | 3. Without reverse cycle, with louvered sides, and 8,000 to 13,999 Btu/h | No | No |  |  |  | 12 | 10 | 750 | No |  |  |  | 2019-02-01 | 2019-01-09 | United States, Canada | ES_0031682_DAC120B5*_02192019113158_70211498 | No
2389199 | Danby | DAC120B6WDB-6 |  | 67638029964 | 12000 | Window | No | None | 3. Without reverse cycle, with louvered sides, and 8,000 to 13,999 Btu/h | No | No |  |  |  | 12 | 10 | 750 | No |  |  |  | 2021-12-06 | 2021-12-06 | United States, Canada | ES_0031682_DAC120B6WDB-6_12132021110609_80107469 | No
2349976 | Danby | DAC120EB6* | ,DAC120EB6WDB-6, | 67638023818 | 12000 | Window | No | None | 3. Without reverse cycle, with louvered sides, and 8,000 to 13,999 Btu/h | No | No |  |  |  | 12 | 10 | 750 | No |  |  |  | 2019-11-19 | 2019-10-07 | United States, Canada | ES_0031682_DAC120EB6*_11192019062148_80023451 | No
2349977 | Danby | DAC120EB7* |  | 67638023856 | 12000 | Window | No | None | 3. Without reverse cycle, with louvered sides, and 8,000 to 13,999 Btu/h | No | No |  |  |  | 12 | 10 | 750 | No |  |  |  | 2019-11-19 | 2019-10-07 | United States, Canada | ES_0031682_DAC120EB7*_11192019062148_80023451 | No
2389201 | Danby | DAC120EB8WDB |  | 67638029988 | 12000 | Window | No | None | 3. Without reverse cycle, with louvered sides, and 8,000 to 13,999 Btu/h | No | No |  |  |  | 12 | 10 | 750 | No |  |  |  | 2021-12-06 | 2021-12-06 | United States, Canada | ES_0031682_DAC120EB8WDB_12132021110609_80107469 | No
2389200 | Danby | DAC120EB9WDB-6 |  | 67638030007 | 12000 | Window | No | None | 3. Without reverse cycle, with louvered sides, and 8,000 to 13,999 Btu/h | No | No |  |  |  | 12 | 10 | 750 | No |  |  |  | 2021-12-06 | 2021-12-06 | United States, Canada | ES_0031682_DAC120EB9WDB-6_12132021110609_80107469 | No
2287350 | Danby | DAC180BBU* | Room Air Conditioner,DAC180BGU*, |  | 18000 | Window | No | None | 4. Without reverse cycle, with louvered sides, and 14,000 to 19,999 Btu/h |  | No |  |  |  | 11.8 | 10 | 1144 | No |  |  |  | 2016-12-01 | 2016-12-28 | United States, Canada | ES_31682_DAC180BBU*_12292016090202_2122213 | No
2355801 | Danby | DAC180EB2* |  |  | 18000 | Window | No | None | 4. Without reverse cycle, with louvered sides, and 14,000 to 19,999 Btu/h |  | No |  |  |  | 11.8 | 10 | 1144 | No |  |  |  | 2020-03-04 | 2020-03-05 | United States, Canada | ES_31682_DAC180EB2*_03052020074039_4039102 | No
2371474 | Danby | DAC180EB3WDB |  | 67638026611 | 18000 | Window | No | None | 4. Without reverse cycle, with louvered sides, and 14,000 to 19,999 Btu/h | No | No |  |  |  | 11.8 | 10 | 1144 | No |  |  |  | 2020-12-18 | 2020-12-28 | United States, Canada | ES_0031682_DAC180EB3WDB_12292020023356_80066308 | No
2287351 | Danby | DAC250BBU* | Room Air Conditioner,DAC250BGU*, |  | 25000 | Window | No | None | 5a. Without reverse cycle, with louvered sides, and 20,000 to 27,999 Btu/h |  | No |  |  |  | 10.3 | 10 | 1820 | No |  |  |  | 2016-12-01 | 2016-12-28 | United States, Canada | ES_31682_DAC250BBU*_12292016090214_2134746 | No
2355802 | Danby | DAC250EB2* |  |  | 25000 | Window | No | None | 5a. Without reverse cycle, with louvered sides, and 20,000 to 27,999 Btu/h |  | No |  |  |  | 10.3 | 10 | 1820 | No |  |  |  | 2020-03-04 | 2020-03-05 | United States, Canada | ES_31682_DAC250EB2*_03052020075021_4621272 | No
2371475 | Danby | DAC250EB3WDB |  | 67638026628 | 25000 | Window | No | None | 5a. Without reverse cycle, with louvered sides, and 20,000 to 27,999 Btu/h | No | No |  |  |  | 10.3 | 10 | 1820 | No |  |  |  | 2020-12-18 | 2020-12-28 | United States, Canada | ES_0031682_DAC250EB3WDB_12292020023356_80066308 | No
2308029 | Danby | DTAC080BAU* |  |  | 8000 | Through the Wall | No | None | 8a. Without reverse cycle, without louvered sides, and 8,000 to 10,999 Btu/h |  | No |  |  |  | 10.6 | 10 | 566 | No |  |  |  | 2017-12-18 | 2017-12-18 | United States, Canada | ES_31682_DTAC080BAU*_12192017130713_8833557 | No
2350132 | Danby | DTAC100B1* |  | 67638023887 | 10000 | Through the Wall | No | None | 8a. Without reverse cycle, without louvered sides, and 8,000 to 10,999 Btu/h |  | No |  |  |  | 10.6 | 10 | 708 | No |  |  |  | 2019-11-20 | 2019-11-20 | United States, Canada | ES_31682_DTAC100B1*_11202019070305_3385619 | No
2350130 | Danby | DTAC120B1* |  | 67638023894 | 12000 | Through the Wall | No | None | 8b. Without reverse cycle, without louvered sides, and 11,000 to 13,999 Btu/h |  | No |  |  |  | 10.5 | 11 | 857 | No |  |  |  | 2019-11-20 | 2019-11-20 | United States, Canada | ES_31682_DTAC120B1*_11202019070315_3395181 | No
2308028 | Danby | DTAC120BAU* |  |  | 12000 | Through the Wall | No | None | 8b. Without reverse cycle, without louvered sides, and 11,000 to 13,999 Btu/h |  | No |  |  |  | 10.5 | 11 | 857 | No |  |  |  | 2017-12-18 | 2017-12-18 | United States, Canada | ES_31682_DTAC120BAU*_12192017130313_8593346 | No
2351392 | DENALI AIRE | 1DAC10K |  |  | 10000 | Window | No | None | 3. Without reverse cycle, with louvered sides, and 8,000 to 13,999 Btu/h |  | No |  |  |  | 12 | 10 | 625 | No |  |  |  | 2019-12-20 | 2019-12-16 | United States, Canada | ES_1121980_1DAC10K_12162019065507_9307633 | No
2351393 | DENALI AIRE | 1DAC12K |  |  | 12000 | Window | No | None | 3. Without reverse cycle, with louvered sides, and 8,000 to 13,999 Btu/h |  | No |  |  |  | 12 | 10 | 750 | No |  |  |  | 2019-12-20 | 2019-12-16 | United States, Canada | ES_1121980_1DAC12K_12162019065709_9429669 | No
2351394 | DENALI AIRE | 1DAC15K |  |  | 15000 | Window | No | None | 4. Without reverse cycle, with louvered sides, and 14,000 to 19,999 Btu/h |  | No |  |  |  | 11.8 | 10 | 953 | No |  |  |  | 2019-12-20 | 2019-12-16 | United States, Canada | ES_1121980_1DAC15K_12162019065915_9555542 | No
2351395 | DENALI AIRE | 1DAC18K |  |  | 18000 | Window | No | None | 4. Without reverse cycle, with louvered sides, and 14,000 to 19,999 Btu/h |  | No |  |  |  | 11.8 | 10 | 1144 | No |  |  |  | 2019-12-20 | 2019-12-16 | United States, Canada | ES_1121980_1DAC18K_12162019070132_9692079 | No
2351396 | DENALI AIRE | 1DAC24K |  |  | 24000 | Window | No | None | 5a. Without reverse cycle, with louvered sides, and 20,000 to 27,999 Btu/h |  | No |  |  |  | 10.3 | 10 | 1748 | No |  |  |  | 2019-12-20 | 2019-12-16 | United States, Canada | ES_1121980_1DAC24K_12162019070309_9789643 | No
2351390 | DENALI AIRE | 1DAC6K |  |  | 6000 | Window | No | None | 2. Without reverse cycle, with louvered sides, and 6,000 to 7,999 Btu/h |  | No |  |  |  | 12.1 | 10 | 372 | No |  |  |  | 2019-12-20 | 2019-12-16 | United States, Canada | ES_1121980_1DAC6K_12162019065201_9121677 | No
2351391 | DENALI AIRE | 1DAC8K |  |  | 8000 | Window | No | None | 3. Without reverse cycle, with louvered sides, and 8,000 to 13,999 Btu/h |  | No |  |  |  | 12 | 10 | 500 | No |  |  |  | 2019-12-20 | 2019-12-16 | United States, Canada | ES_1121980_1DAC8K_12162019065349_9229324 | No
2430205 | ELEMENT | EWR06BE |  | 810649032931 | 6000 | Window | No | None | 2. Without reverse cycle, with louvered sides, and 6,000 to 7,999 Btu/h | No | No |  |  |  | 12.1 | 10 | 372 | No |  |  |  | 2023-03-15 | 2023-03-15 | United States, Canada | ES_1145034_EWR06BE4_03202023095102_80161815 | No
2430206 | ELEMENT | EWR08BE |  | 810649032948 | 8000 | Window | No | None | 3. Without reverse cycle, with louvered sides, and 8,000 to 13,999 Btu/h | No | No |  |  |  | 12 | 10 | 500 | No |  |  |  | 2023-03-15 | 2023-03-15 | United States, Canada | ES_1145034_EWR08BE4_03202023095102_80161815 | No
2430204 | ELEMENT | EWR10BE |  | 810649032955 | 10000 | Window | No | None | 3. Without reverse cycle, with louvered sides, and 8,000 to 13,999 Btu/h | No | No |  |  |  | 12 | 10 | 625 | No |  |  |  | 2023-03-15 | 2023-03-15 | United States, Canada | ES_1145034_EWR10BE4_03202023095102_80161815 | No
2430207 | ELEMENT | EWR12BE |  | 810649032962 | 12000 | Window | No | None | 3. Without reverse cycle, with louvered sides, and 8,000 to 13,999 Btu/h | No | No |  |  |  | 12 | 10 | 750 | No |  |  |  | 2023-03-15 | 2023-03-15 | United States, Canada | ES_1145034_EWR12BE4_03202023095102_80161815 | No
2430209 | ELEMENT | EWR18BE |  | 810649032986 | 18000 | Window | No | None | 4. Without reverse cycle, with louvered sides, and 14,000 to 19,999 Btu/h | No | No |  |  |  | 11.8 | 10 | 1144 | No |  |  |  | 2023-03-15 | 2023-03-15 | United States, Canada | ES_1145034_EWR18BE4_03202023095102_80161815 | No
2430208 | ELEMENT | EWR25BE |  | 810649032993 | 25000 | Window | No | None | 5a. Without reverse cycle, with louvered sides, and 20,000 to 27,999 Btu/h | No | No |  |  |  | 10.3 | 10 | 1820 | No |  |  |  | 2023-03-15 | 2023-03-15 | United States, Canada | ES_1145034_EWR25BE4_03202023095102_80161815 | No
2336639 | Elios | T10CEM9230S |  |  | 10000 | Through the Wall | No | None | 8a. Without reverse cycle, without louvered sides, and 8,000 to 10,999 Btu/h |  | No |  |  |  | 10.6 | 10 | 708 | No |  |  |  | 2019-03-25 | 2019-04-12 | Canada | ES_1142938_T10CEM9230S_04122019032346_9426511 | No
2336642 | Elios | T12CEM9230S |  |  | 12000 | Through the Wall | No | None | 8b. Without reverse cycle, without louvered sides, and 11,000 to 13,999 Btu/h |  | No |  |  |  | 10.5 | 11 | 857 | No |  |  |  | 2019-03-25 | 2019-04-12 | Canada | ES_1142938_T12CEM9230S_04122019032724_9644177 | No
2336637 | Elios | TE08CM10115S |  |  | 8300 | Through the Wall | No | None | 8a. Without reverse cycle, without louvered sides, and 8,000 to 10,999 Btu/h |  | No |  |  |  | 10.6 | 10 | 587 | No |  |  |  | 2019-03-25 | 2019-04-12 | Canada | ES_1142938_TE08CM10115S_04122019031139_8699064 | No
2336638 | Elios | TE10CM10115S |  |  | 10000 | Through the Wall | No | None | 8a. Without reverse cycle, without louvered sides, and 8,000 to 10,999 Btu/h |  | No |  |  |  | 10.6 | 10 | 708 | No |  |  |  | 2019-03-25 | 2019-04-12 | Canada | ES_1142938_TE10CM10115S_04122019031643_9003923 | No
2336640 | Elios | TE10CM10230S |  |  | 10000 | Through the Wall | No | None | 8a. Without reverse cycle, without louvered sides, and 8,000 to 10,999 Btu/h |  | No |  |  |  | 10.6 | 10 | 708 | No |  |  |  | 2019-03-25 | 2019-04-12 | Canada | ES_1142938_TE10CM10230S_04122019032402_9442220 | No
2336641 | Elios | TE12CM10115S |  |  | 12000 | Through the Wall | No | None | 8b. Without reverse cycle, without louvered sides, and 11,000 to 13,999 Btu/h |  | No |  |  |  | 10.5 | 11 | 857 | No |  |  |  | 2019-03-25 | 2019-04-12 | Canada | ES_1142938_TE12CM10115S_04122019032604_9564328 | No
2336643 | Elios | TE12CM10230S |  |  | 12000 | Through the Wall | No | None | 8b. Without reverse cycle, without louvered sides, and 11,000 to 13,999 Btu/h |  | No |  |  |  | 10.5 | 11 | 857 | No |  |  |  | 2019-03-25 | 2019-04-12 | Canada | ES_1142938_TE12CM10230S_04122019032740_9660451 | No
2361163 | FREO | FHCW061ABE |  |  | 6000 | Window | No | None | 2. Without reverse cycle, with louvered sides, and 6,000 to 7,999 Btu/h | No | No |  |  |  | 12.1 | 10 | 372 | No |  |  |  | 2020-06-01 | 2020-06-02 | United States, Canada | ES_1055302_FHCW061ABE_06022020111638_80044376 | No
2361162 | FREO | FHCW061AUQ |  |  | 6000 | Window | No | None | 2. Without reverse cycle, with louvered sides, and 6,000 to 7,999 Btu/h | No | No |  |  |  | 12.1 | 10 | 372 | No |  |  |  | 2020-06-01 | 2020-06-02 | United States, Canada | ES_1055302_FHCW061AUQ_06022020111638_80044376 | No
2361165 | FREO | FHCW081ABE |  |  | 8000 | Window | No | None | 3. Without reverse cycle, with louvered sides, and 8,000 to 13,999 Btu/h | No | No |  |  |  | 12 | 10 | 500 | No |  |  |  | 2020-06-01 | 2020-06-02 | United States, Canada | ES_1055302_FHCW081ABE_06022020111638_80044376 | No
2361164 | FREO | FHCW081AUQ |  |  | 8000 | Window | No | None | 3. Without reverse cycle, with louvered sides, and 8,000 to 13,999 Btu/h | No | No |  |  |  | 12 | 10 | 500 | No |  |  |  | 2020-06-01 | 2020-06-02 | United States, Canada | ES_1055302_FHCW081AUQ_06022020111638_80044376 | No
2361166 | FREO | FHCW101ABE |  |  | 10000 | Window | No | None | 3. Without reverse cycle, with louvered sides, and 8,000 to 13,999 Btu/h | No | No |  |  |  | 12 | 10 | 625 | No |  |  |  | 2020-06-01 | 2020-06-02 | United States, Canada | ES_1055302_FHCW101ABE_06022020111638_80044376 | No
2361167 | FREO | FHCW121ABE |  |  | 12000 | Window | No | None | 3. Without reverse cycle, with louvered sides, and 8,000 to 13,999 Btu/h | No | No |  |  |  | 12 | 10 | 750 | No |  |  |  | 2020-06-01 | 2020-06-02 | United States, Canada | ES_1055302_FHCW121ABE_06022020111638_80044376 | No
2336648 | Friedrich | CCF05A10A |  |  | 5250 | Window | No | None | 1. Without reverse cycle, with louvered sides, and less than 6,000 Btu/h | No | No |  |  |  | 12.1 | 10 | 325 | No |  |  |  | 2019-04-12 | 2019-04-12 | United States, Canada | ES_31705_CCF05A10A_04122019085248_9168165 | No
2392992 | Friedrich | CCF05B10A |  | 724587441666 | 5200 | Window | No | None | 1. Without reverse cycle, with louvered sides, and less than 6,000 Btu/h |  | No |  |  |  | 12.1 | 10 | 322 | No |  |  |  | 2022-02-08 | 2022-02-14 | United States, Canada | ES_31705_CCF05B10A_021320221851784_4735502 | No
2338942 | Friedrich | CCF06A10A |  |  | 6000 | Window | No | None | 2. Without reverse cycle, with louvered sides, and 6,000 to 7,999 Btu/h | No | No |  |  |  | 12.1 | 10 | 372 | No |  |  |  | 2019-05-23 | 2019-05-28 | United States, Canada | ES_31705_CCF06A10A_05282019032929_4169874 | No
2393033 | Friedrich | CCF06B10A |  | 724587441673 | 6000 | Window | No | None | 2. Without reverse cycle, with louvered sides, and 6,000 to 7,999 Btu/h | No | No | R-32 | R-32 (GWP:675 ¦ Lower GWP) |  | 12.1 | 10 | 372 | No |  |  |  | 2022-02-09 | 2022-02-14 | United States, Canada | ES_31705_CCF06B10A_02142022132832_1175958 | No
2338941 | Friedrich | CCF08A10A |  |  | 8000 | Window | No | None | 3. Without reverse cycle, with louvered sides, and 8,000 to 13,999 Btu/h | No | No |  |  |  | 12 | 10 | 500 | No |  |  |  | 2019-05-23 | 2019-05-28 | United States, Canada | ES_31705_CCF08A10A_05282019033554_4554961 | No
2392995 | Friedrich | CCF08B10A |  | 724587441680 | 8100 | Window | No | None | 3. Without reverse cycle, with louvered sides, and 8,000 to 13,999 Btu/h |  | No |  |  |  | 12 | 10 | 506 | No |  |  |  | 2022-02-10 | 2022-02-14 | United States, Canada | ES_31705_CCF08B10A_021320221846566_9529393 | No
2336649 | Friedrich | CCF10A10A |  |  | 10000 | Window | No | None | 3. Without reverse cycle, with louvered sides, and 8,000 to 13,999 Btu/h | No | No |  |  |  | 12 | 10 | 625 | No |  |  |  | 2019-04-12 | 2019-04-12 | United States, Canada | ES_31705_CCF10A10A_04122019085720_9440522 | No
2392993 | Friedrich | CCF10B10A |  | 724587441697 | 10000 | Window | No | None | 3. Without reverse cycle, with louvered sides, and 8,000 to 13,999 Btu/h |  | No |  |  |  | 12 | 10 | 625 | No |  |  |  | 2022-02-10 | 2022-02-14 | United States, Canada | ES_31705_CCF10B10A_021320221846693_5406084 | No
2336650 | Friedrich | CCF12A10A |  |  | 12000 | Window | No | None | 3. Without reverse cycle, with louvered sides, and 8,000 to 13,999 Btu/h | No | No |  |  |  | 12 | 10 | 750 | No |  |  |  | 2019-04-12 | 2019-04-12 | United States, Canada | ES_31705_CCF12A10A_04122019085949_9589557 | No
2392994 | Friedrich | CCF12B10A |  | 724587441703 | 12100 | Window | No | None | 3. Without reverse cycle, with louvered sides, and 8,000 to 13,999 Btu/h |  | No |  |  |  | 12 | 10 | 756 | No |  |  |  | 2022-02-10 | 2022-02-14 | United States, Canada | ES_31705_CCF12B10A_021320221846503_6250170 | No
2364949 | Friedrich | CCW06B10A |  |  | 6000 | Window | No | None | 2. Without reverse cycle, with louvered sides, and 6,000 to 7,999 Btu/h |  | No |  |  |  | 12.1 | 10 | 372 | No |  |  |  | 2020-08-20 | 2020-08-25 | United States | ES_31705_CCW06B10A_08252020023533_2933723 | No
2375463 | Friedrich | CCW06B10B |  |  | 6000 | Window | No | None | 2. Without reverse cycle, with louvered sides, and 6,000 to 7,999 Btu/h |  | No |  |  |  | 12.1 | 10 | 372 | No |  |  |  | 2021-03-12 | 2021-03-12 | United States, Canada | ES_31705_CCW06B10B_03112021210388_2055814 | No
2364952 | Friedrich | CCW08B10A |  |  | 8000 | Window | No | None | 3. Without reverse cycle, with louvered sides, and 8,000 to 13,999 Btu/h |  | No |  |  |  | 12 | 10 | 500 | No |  |  |  | 2020-08-20 | 2020-08-25 | United States | ES_31705_CCW08B10A_08252020024634_3594339 | No
2375464 | Friedrich | CCW08B10B |  |  | 8000 | Window | No | None | 3. Without reverse cycle, with louvered sides, and 8,000 to 13,999 Btu/h |  | No |  |  |  | 12 | 10 | 500 | No |  |  |  | 2021-03-12 | 2021-03-12 | United States, Canada | ES_31705_CCW08B10B_03112021210384_4465836 | No
2364953 | Friedrich | CCW10B10A |  |  | 10000 | Window | No | None | 3. Without reverse cycle, with louvered sides, and 8,000 to 13,999 Btu/h |  | No |  |  |  | 12 | 10 | 625 | No |  |  |  | 2020-08-20 | 2020-08-25 | United States | ES_31705_CCW10B10A_08252020024959_3799394 | No
2364954 | Friedrich | CCW12B10A |  |  | 12000 | Window | No | None | 3. Without reverse cycle, with louvered sides, and 8,000 to 13,999 Btu/h |  | No |  |  |  | 12 | 10 | 750 | No |  |  |  | 2020-08-20 | 2020-08-25 | United States | ES_31705_CCW12B10A_08252020025314_3994501 | No
2364955 | Friedrich | CCW15B10A |  |  | 15000 | Window | No | None | 4. Without reverse cycle, with louvered sides, and 14,000 to 19,999 Btu/h |  | No |  |  |  | 11.8 | 10 | 953 | No |  |  |  | 2020-08-20 | 2020-08-25 | United States | ES_31705_CCW15B10A_08252020030342_4622848 | No
2407021 | Friedrich | CCW15B10B |  |  | 15000 | Window | No | None | 4. Without reverse cycle, with louvered sides, and 14,000 to 19,999 Btu/h |  | No |  |  |  | 11.8 | 10 | 953 | No |  |  |  | 2023-01-16 | 2023-01-18 | United States, Canada | ES_31705_CCW15B10B_011820230238369_7456014 | No
2364957 | Friedrich | CCW18B30A |  |  | 18000 | Window | No | None | 4. Without reverse cycle, with louvered sides, and 14,000 to 19,999 Btu/h |  | No |  |  |  | 11.8 | 10 | 1144 | No |  |  |  | 2020-08-20 | 2020-08-25 | United States | ES_31705_CCW18B30A_08252020030600_4760726 | No
2364958 | Friedrich | CCW24B30A |  |  | 24000 | Window | No | None | 5a. Without reverse cycle, with louvered sides, and 20,000 to 27,999 Btu/h |  | No |  |  |  | 10.3 | 10 | 1748 | No |  |  |  | 2020-08-20 | 2020-08-25 | United States | ES_31705_CCW24B30A_08252020031116_5076168 | No
2335193 | Friedrich | KCL24A30A |  |  | 24000 | Window | No | None | 5a. Without reverse cycle, with louvered sides, and 20,000 to 27,999 Btu/h |  | No |  |  |  | 10.3 | 10 | 1748 | No |  |  |  | 2019-03-15 | 2019-03-22 | United States, Canada | ES_31705_KCL24A30A_03252019213103_9463426 | No
2369675 | Friedrich | KCL24A30B |  |  | 23000 | Window | No | None | 5a. Without reverse cycle, with louvered sides, and 20,000 to 27,999 Btu/h |  | No | R-410A | R-410A (GWP:2088) |  | 10.3 | 10 | 1675 | No |  |  |  | 2020-11-01 | 2020-11-18 | United States, Canada | ES_31705_KCL24A30B_11182020172955_0595826 | No
2335101 | Friedrich | KCL28A30A |  |  | 28000 | Window | No | None | 5b. Without reverse cycle, with louvered sides, and 28,000 Btu/h or more |  | No |  |  |  | 9.9 | 10 | 2121 | No |  |  |  | 2019-03-15 | 2019-03-22 | United States, Canada | ES_31705_KCL28A30A_03222019202653_6413719 | No
2335104 | Friedrich | KCM14A10A |  |  | 13800 | Window | No | None | 3. Without reverse cycle, with louvered sides, and 8,000 to 13,999 Btu/h |  | No |  |  |  | 12 | 10 | 862 | No |  |  |  | 2019-03-15 | 2019-03-22 | United States, Canada | ES_31705_KCM14A10A_03222019204731_7651207 | No
2335105 | Friedrich | KCM18A30A |  |  | 20000 | Window | No | None | 5a. Without reverse cycle, with louvered sides, and 20,000 to 27,999 Btu/h |  | No |  |  |  | 10.3 | 10 | 1456 | No |  |  |  | 2019-03-15 | 2019-03-22 | United States, Canada | ES_31705_KCM18A30A_03222019210112_8472197 | No
2335108 | Friedrich | KCM21A30A |  |  | 21500 | Window | No | None | 5a. Without reverse cycle, with louvered sides, and 20,000 to 27,999 Btu/h |  | No |  |  |  | 10.3 | 10 | 1566 | No |  |  |  | 2019-03-15 | 2019-03-22 | United States, Canada | ES_31705_KCM21A30A_03222019210945_8985141 | No
2335123 | Friedrich | KCQ06A10A |  |  | 6000 | Window | No | None | 2. Without reverse cycle, with louvered sides, and 6,000 to 7,999 Btu/h |  | No |  |  |  | 12.1 | 10 | 372 | No |  |  |  | 2019-03-15 | 2019-03-22 | United States, Canada | ES_31705_KCQ06A10A_03222019212907_0147914 | No
2335124 | Friedrich | KCQ08A10A |  |  | 8000 | Window | No | None | 3. Without reverse cycle, with louvered sides, and 8,000 to 13,999 Btu/h |  | No |  |  |  | 12 | 10 | 500 | No |  |  |  | 2019-03-15 | 2019-03-22 | United States, Canada | ES_31705_KCQ08A10A_03242019160300_3380357 | No
2335129 | Friedrich | KCS08A10A |  |  | 8000 | Window | No | None | 3. Without reverse cycle, with louvered sides, and 8,000 to 13,999 Btu/h |  | No |  |  |  | 12 | 10 | 500 | No |  |  |  | 2019-03-15 | 2019-03-22 | United States, Canada | ES_31705_KCS08A10A_03252019004656_4816130 | No
2335130 | Friedrich | KCS10A10A |  |  | 10000 | Window | No | None | 3. Without reverse cycle, with louvered sides, and 8,000 to 13,999 Btu/h |  | No |  |  |  | 12 | 10 | 625 | No |  |  |  | 2019-03-15 | 2019-03-22 | United States, Canada | ES_31705_KCS10A10A_03252019014020_8020152 | No
2335138 | Friedrich | KCS12A10A |  |  | 12000 | Window | No | None | 3. Without reverse cycle, with louvered sides, and 8,000 to 13,999 Btu/h |  | No |  |  |  | 12 | 10 | 750 | No |  |  |  | 2019-03-15 | 2019-03-22 | United States, Canada | ES_31705_KCS12A10A_03252019141244_3164820 | No
2335155 | Friedrich | KCS12A30A |  |  | 12000 | Window | No | None | 3. Without reverse cycle, with louvered sides, and 8,000 to 13,999 Btu/h |  | No |  |  |  | 12 | 10 | 750 | No |  |  |  | 2019-03-15 | 2019-03-22 | United States, Canada | ES_31705_KCS12A30A_03252019155619_9379244 | No
2338950 | Friedrich | UCT08A10A |  |  | 8000 | Through the Wall | No | None | 8a. Without reverse cycle, without louvered sides, and 8,000 to 10,999 Btu/h |  | No |  |  |  | 10.6 | 10 | 566 | No |  |  |  | 2019-05-28 | 2019-05-28 | United States | ES_31705_UCT08A10A_05282019081242_1162438 | No
2338952 | Friedrich | UCT10A10A |  |  | 10000 | Through the Wall | No | None | 8a. Without reverse cycle, without louvered sides, and 8,000 to 10,999 Btu/h |  | No |  |  |  | 10.6 | 10 | 708 | No |  |  |  | 2019-05-28 | 2019-05-28 | United States | ES_31705_UCT10A10A_05282019081918_1558397 | No
2338951 | Friedrich | UCT10A30A |  |  | 10000 | Through the Wall | No | None | 8a. Without reverse cycle, without louvered sides, and 8,000 to 10,999 Btu/h |  | No |  |  |  | 10.6 | 10 | 708 | No |  |  |  | 2019-05-28 | 2019-05-28 | United States | ES_31705_UCT10A30A_05282019082346_1826703 | No
2381854 | Friedrich | UCT10A30B |  |  | 10000 | Through the Wall | No | None | 8a. Without reverse cycle, without louvered sides, and 8,000 to 10,999 Btu/h |  | No |  |  |  | 10.6 | 10 | 708 | No |  |  |  | 2021-06-28 | 2021-07-09 | United States, Canada | ES_31705_UCT10A30B_060720212326956_9541883 | No
2338953 | Friedrich | UCT12A10A |  |  | 12000 | Through the Wall | No | None | 8b. Without reverse cycle, without louvered sides, and 11,000 to 13,999 Btu/h |  | No |  |  |  | 10.5 | 11 | 857 | No |  |  |  | 2019-05-28 | 2019-05-28 | United States | ES_31705_UCT12A10A_05282019082609_1969319 | No
2338954 | Friedrich | UCT12A30A |  |  | 12000 | Through the Wall | No | None | 8b. Without reverse cycle, without louvered sides, and 11,000 to 13,999 Btu/h |  | No |  |  |  | 10.5 | 11 | 857 | No |  |  |  | 2019-05-28 | 2019-05-28 | United States | ES_31705_UCT12A30A_05282019082819_2099931 | No
2335163 | Friedrich | WCT08A10A |  |  | 8000 | Through the Wall | No | None | 8a. Without reverse cycle, without louvered sides, and 8,000 to 10,999 Btu/h |  | No |  |  |  | 10.6 | 10 | 566 | No |  |  |  | 2019-03-15 | 2019-03-22 | United States, Canada | ES_31705_WCT08A10A_03252019174425_5865788 | No
2335165 | Friedrich | WCT10A10A |  |  | 10000 | Through the Wall | No | None | 8a. Without reverse cycle, without louvered sides, and 8,000 to 10,999 Btu/h |  | No |  |  |  | 10.6 | 10 | 708 | No |  |  |  | 2019-03-15 | 2019-03-22 | United States, Canada | ES_31705_WCT10A10_03252019201056_4656154 | No
2335166 | Friedrich | WCT10A30A |  |  | 10000 | Through the Wall | No | None | 8a. Without reverse cycle, without louvered sides, and 8,000 to 10,999 Btu/h |  | No |  |  |  | 10.6 | 10 | 708 | No |  |  |  | 2019-03-15 | 2019-03-22 | United States, Canada | ES_31705_WCT10A30A_03252019203328_6008800 | No
2381943 | Friedrich | WCT10A30A |  |  | 10000 | Through the Wall | No | None | 8a. Without reverse cycle, without louvered sides, and 8,000 to 10,999 Btu/h |  | No |  |  |  | 10.6 | 10 | 708 | No |  |  |  | 2019-03-15 | 2019-03-25 | United States, Canada | ES_31750_WCT10A30A_060420210516153_3343710 | No
2380686 | Friedrich | WCT12A10B |  |  | 11600 | Through the Wall | No | None | 8b. Without reverse cycle, without louvered sides, and 11,000 to 13,999 Btu/h |  | No |  |  |  | 10.5 | 11 | 829 | No |  |  |  | 2021-06-01 | 2021-06-01 | United States, Canada | ES_31705_WCT12A10B_05282021082125_9585145 | No
2381443 | Friedrich | WCT12A30B |  |  | 11600 | Through the Wall | No | None | 8b. Without reverse cycle, without louvered sides, and 11,000 to 13,999 Btu/h |  | No |  |  |  | 10.5 | 11 | 829 | No |  |  |  | 2021-06-01 | 2021-06-01 | United States, Canada | ES_31705_WCT12A30B_070120211415133_5955324 | No
2328406 | Frigidaire | FFRE053WA1 |  | 12505282720 | 5000 | Window | No | None | 1. Without reverse cycle, with louvered sides, and less than 6,000 Btu/h | No | No |  |  |  | 12.1 | 10 | 310 | No |  |  |  | 2018-10-25 | 2018-10-18 | United States, Canada | ES_1021080_FFRE053WA1_10232018042456_70202380 | No
2328407 | Frigidaire | FFRE053WAE |  | 12505282973 | 5000 | Window | No | None | 1. Without reverse cycle, with louvered sides, and less than 6,000 Btu/h | No | No |  |  |  | 12.1 | 10 | 310 | No |  |  |  | 2018-10-25 | 2018-10-18 | United States, Canada | ES_1021080_FFRE053WAE_10232018042456_70202380 | No
2349703 | Frigidaire | FFRE053ZA1 |  | 12505283185 | 5200 | Window | No | None | 1. Without reverse cycle, with louvered sides, and less than 6,000 Btu/h | No | No |  |  |  | 12.1 | 10 | 322 | No |  |  |  | 2019-11-15 | 2019-10-30 | United States, Canada | ES_1021080_FFRE053ZA1_10302019023155_80021133 | No
2328408 | Frigidaire | FFRE063WA1 |  | 12505282751 | 6000 | Window | No | None | 2. Without reverse cycle, with louvered sides, and 6,000 to 7,999 Btu/h | No | No |  |  |  | 12.1 | 10 | 372 | No |  |  |  | 2018-10-25 | 2018-09-30 | United States, Canada | ES_1021080_FFRE063WA1_10232018042456_70202380 | No
2328409 | Frigidaire | FFRE063WAE |  | 12505283000 | 6000 | Window | No | None | 2. Without reverse cycle, with louvered sides, and 6,000 to 7,999 Btu/h | No | No |  |  |  | 12.1 | 10 | 372 | No |  |  |  | 2018-10-25 | 2018-09-30 | United States, Canada | ES_1021080_FFRE063WAE_10232018042456_70202380 | No
2349704 | Frigidaire | FFRE063ZA1 |  | 12505283215 | 6000 | Window | No | None | 2. Without reverse cycle, with louvered sides, and 6,000 to 7,999 Btu/h | No | No |  |  |  | 12.1 | 10 | 372 | No |  |  |  | 2019-11-15 | 2019-10-30 | United States, Canada | ES_1021080_FFRE063ZA1_10302019023155_80021133 | No
2328410 | Frigidaire | FFRE083WA1 |  | 12505282782 | 8000 | Window | No | None | 3. Without reverse cycle, with louvered sides, and 8,000 to 13,999 Btu/h | No | No |  |  |  | 12 | 10 | 500 | No |  |  |  | 2018-10-25 | 2018-09-30 | United States, Canada | ES_1021080_FFRE083WA1_10232018042456_70202380 | No
2328411 | Frigidaire | FFRE083WAE |  | 12505283031 | 8000 | Window | No | None | 3. Without reverse cycle, with louvered sides, and 8,000 to 13,999 Btu/h | No | No |  |  |  | 12 | 10 | 500 | No |  |  |  | 2018-10-25 | 2018-09-30 | United States, Canada | ES_1021080_FFRE083WAE_10232018042456_70202380 | No
2349705 | Frigidaire | FFRE083ZA1 |  | 12505283246 | 8000 | Window | No | None | 3. Without reverse cycle, with louvered sides, and 8,000 to 13,999 Btu/h | No | No |  |  |  | 12 | 10 | 500 | No |  |  |  | 2019-11-15 | 2019-10-30 | United States, Canada | ES_1021080_FFRE083ZA1_10302019023155_80021133 | No
2328412 | Frigidaire | FFRE103WA1 |  | 12505282812 | 10000 | Window | No | None | 3. Without reverse cycle, with louvered sides, and 8,000 to 13,999 Btu/h | No | No |  |  |  | 12 | 10 | 625 | No |  |  |  | 2018-10-25 | 2018-09-30 | United States, Canada | ES_1021080_FFRE103WA1_10232018042456_70202380 | No
2328413 | Frigidaire | FFRE103WAE |  | 12505283062 | 10000 | Window | No | None | 3. Without reverse cycle, with louvered sides, and 8,000 to 13,999 Btu/h | No | No |  |  |  | 12 | 10 | 625 | No |  |  |  | 2018-10-25 | 2018-09-30 | United States, Canada | ES_1021080_FFRE103WAE_10232018042456_70202380 | No
2349706 | Frigidaire | FFRE103ZA1 |  | 12505283277 | 10200 | Window | No | None | 3. Without reverse cycle, with louvered sides, and 8,000 to 13,999 Btu/h | No | No |  |  |  | 12 | 10 | 638 | No |  |  |  | 2019-11-15 | 2019-10-30 | United States, Canada | ES_1021080_FFRE103ZA1_10302019023155_80021133 | No
2328414 | Frigidaire | FFRE123WA1 |  | 12505282836 | 12000 | Window | No | None | 3. Without reverse cycle, with louvered sides, and 8,000 to 13,999 Btu/h | No | No |  |  |  | 12 | 10 | 750 | No |  |  |  | 2018-10-25 | 2018-09-30 | United States, Canada | ES_1021080_FFRE123WA1_10232018042456_70202380 | No
2328415 | Frigidaire | FFRE123WAE |  | 12505283086 | 12000 | Window | No | None | 3. Without reverse cycle, with louvered sides, and 8,000 to 13,999 Btu/h | No | No |  |  |  | 12 | 10 | 750 | No |  |  |  | 2018-10-25 | 2018-09-30 | United States, Canada | ES_1021080_FFRE123WAE_10232018042456_70202380 | No
2349707 | Frigidaire | FFRE123ZA1 |  | 12505283307 | 12100 | Window | No | None | 3. Without reverse cycle, with louvered sides, and 8,000 to 13,999 Btu/h | No | No |  |  |  | 12 | 10 | 756 | No |  |  |  | 2019-11-15 | 2019-10-30 | United States, Canada | ES_1021080_FFRE123ZA1_10302019023155_80021133 | No
2332543 | Frigidaire | FFRE153WA1 |  | 12505282843 | 15100 | Window | No | None | 4. Without reverse cycle, with louvered sides, and 14,000 to 19,999 Btu/h | No | No |  |  |  | 11.8 | 10 | 960 | No |  |  |  | 2019-01-01 | 2018-11-30 | United States, Canada | ES_1021080_FFRE153WA1_01072019010705_70211114 | No
2332544 | Frigidaire | FFRE153WAE |  | 12505283093 | 15100 | Window | No | None | 4. Without reverse cycle, with louvered sides, and 14,000 to 19,999 Btu/h | No | No |  |  |  | 11.8 | 10 | 960 | No |  |  |  | 2019-01-01 | 2018-11-30 | United States, Canada | ES_1021080_FFRE153WAE_01072019010705_70211114 | No
2349708 | Frigidaire | FFRE153ZA1 |  | 12505283314 | 15000 | Window | No | None | 4. Without reverse cycle, with louvered sides, and 14,000 to 19,999 Btu/h | No | No |  |  |  | 11.8 | 10 | 953 | No |  |  |  | 2019-11-15 | 2019-10-30 | United States, Canada | ES_1021080_FFRE153ZA1_10302019023155_80021133 | No
2332149 | Frigidaire | FFRE253WAE |  | 12505282874 | 25000 | Window | No | None | 5a. Without reverse cycle, with louvered sides, and 20,000 to 27,999 Btu/h |  | No |  |  |  | 10.3 | 10 | 1820 | No |  |  |  | 2018-12-27 | 2018-12-28 | United States, Canada | ES_1021080_FFRE253WAE_12282018034716_8836892 | No
2333855 | Frigidaire | FFTA083WA1 |  | 12505283444 | 8000 | Through the Wall | No | None | 8a. Without reverse cycle, without louvered sides, and 8,000 to 10,999 Btu/h |  | No |  |  |  | 10.6 | 10 | 566 | No |  |  |  | 2019-02-22 | 2019-02-22 | United States, Canada | ES_1021080_FFTA083WA1_02222019073008_0608464 | No
2333857 | Frigidaire | FFTA103WA1 |  | 12505283451 | 10000 | Through the Wall | No | None | 8a. Without reverse cycle, without louvered sides, and 8,000 to 10,999 Btu/h |  | No |  |  |  | 10.6 | 10 | 708 | No |  |  |  | 2019-02-22 | 2019-02-22 | United States, Canada | ES_1021080_FFTA103WA1_02222019073149_0709169 | No
2333856 | Frigidaire | FFTA103WA2 |  | 12505283468 | 10000 | Through the Wall | No | None | 8a. Without reverse cycle, without louvered sides, and 8,000 to 10,999 Btu/h |  | No |  |  |  | 10.6 | 10 | 708 | No |  |  |  | 2019-02-22 | 2019-02-22 | United States, Canada | ES_1021080_FFTA103WA2_02222019073135_0695447 | No
2333858 | Frigidaire | FFTA123WA1 |  | 12505283475 | 12000 | Through the Wall | No | None | 8b. Without reverse cycle, without louvered sides, and 11,000 to 13,999 Btu/h |  | No |  |  |  | 10.5 | 11 | 857 | No |  |  |  | 2019-02-22 | 2019-02-22 | United States, Canada | ES_1021080_FFTA123WA1_02222019073208_0728278 | No
2333859 | Frigidaire | FFTA123WA2 |  | 12505283482 | 12000 | Through the Wall | No | None | 8b. Without reverse cycle, without louvered sides, and 11,000 to 13,999 Btu/h |  | No |  |  |  | 10.5 | 11 | 857 | No |  |  |  | 2019-02-22 | 2019-02-22 | United States, Canada | ES_1021080_FFTA123WA2_02222019073225_0745928 | No
2332535 | Frigidaire | FGRC064WA1 |  | 12505282898 | 6000 | Window | No | None | 2. Without reverse cycle, with louvered sides, and 6,000 to 7,999 Btu/h | No | No |  |  |  | 12.1 | 10 | 372 | No |  |  |  | 2019-01-01 | 2018-11-30 | United States, Canada | ES_1021080_FGRC064WA1_01072019010705_70211114 | No
2332536 | Frigidaire | FGRC064WAE |  | 12505283109 | 6000 | Window | No | None | 2. Without reverse cycle, with louvered sides, and 6,000 to 7,999 Btu/h | No | No |  |  |  | 12.1 | 10 | 372 | No |  |  |  | 2019-01-01 | 2018-11-30 | United States, Canada | ES_1021080_FGRC064WAE_01072019010705_70211114 | No
2332538 | Frigidaire | FGRC084WA1 |  | 12505282904 | 8000 | Window | No | None | 3. Without reverse cycle, with louvered sides, and 8,000 to 13,999 Btu/h | No | No |  |  |  | 12 | 10 | 500 | No |  |  |  | 2019-01-01 | 2018-11-30 | United States, Canada | ES_1021080_FGRC084WA1_01072019010705_70211114 | No
2332537 | Frigidaire | FGRC084WAE |  | 12505283116 | 8000 | Window | No | None | 3. Without reverse cycle, with louvered sides, and 8,000 to 13,999 Btu/h | No | No |  |  |  | 12 | 10 | 500 | No |  |  |  | 2019-01-01 | 2018-11-30 | United States, Canada | ES_1021080_FGRC084WAE_01072019010705_70211114 | No
2332540 | Frigidaire | FGRC104WA1 |  | 12505282911 | 10000 | Window | No | None | 3. Without reverse cycle, with louvered sides, and 8,000 to 13,999 Btu/h | No | No |  |  |  | 12 | 10 | 625 | No |  |  |  | 2019-01-01 | 2018-11-30 | United States, Canada | ES_1021080_FGRC104WA1_01072019010705_70211114 | No
2332539 | Frigidaire | FGRC104WAE |  | 12505283123 | 10000 | Window | No | None | 3. Without reverse cycle, with louvered sides, and 8,000 to 13,999 Btu/h | No | No |  |  |  | 12 | 10 | 625 | No |  |  |  | 2019-01-01 | 2018-11-30 | United States, Canada | ES_1021080_FGRC104WAE_01072019010705_70211114 | No
2332541 | Frigidaire | FGRC124WA1 |  | 12505282928 | 12000 | Window | No | None | 3. Without reverse cycle, with louvered sides, and 8,000 to 13,999 Btu/h | No | No |  |  |  | 12 | 10 | 750 | No |  |  |  | 2019-01-01 | 2018-11-30 | United States, Canada | ES_1021080_FGRC124WA1_01072019010705_70211114 | No
2332542 | Frigidaire | FGRC124WAE |  | 12505283130 | 12000 | Window | No | None | 3. Without reverse cycle, with louvered sides, and 8,000 to 13,999 Btu/h | No | No |  |  |  | 12 | 10 | 750 | No |  |  |  | 2019-01-01 | 2018-11-30 | United States, Canada | ES_1021080_FGRC124WAE_01072019010705_70211114 | No
2332545 | Frigidaire | FGRQ063WAE |  | 12505283147 | 6000 | Window | No | None | 2. Without reverse cycle, with louvered sides, and 6,000 to 7,999 Btu/h | No | No |  |  |  | 12.1 | 10 | 372 | No |  |  |  | 2018-12-15 | 2018-12-24 | United States, Canada | ES_1021080_FGRQ063WAE_01072019010705_70211114 | No
2332546 | Frigidaire | FGRQ083WAE |  | 12505283154 | 8000 | Window | No | None | 3. Without reverse cycle, with louvered sides, and 8,000 to 13,999 Btu/h | No | No |  |  |  | 12 | 10 | 500 | No |  |  |  | 2018-12-15 | 2018-12-24 | United States, Canada | ES_1021080_FGRQ083WAE_01072019010705_70211114 | No
2389209 | Frigidaire | FHTC083WA1 |  | 12505283888 | 8300 | Through the Wall | No | None | 8a. Without reverse cycle, without louvered sides, and 8,000 to 10,999 Btu/h | No | No |  |  |  | 10.6 | 10 | 587 | No |  |  |  | 2021-12-06 | 2021-12-06 | United States, Canada | ES_1021080_FHTC083WA1_12132021111859_80108012 | No
2389210 | Frigidaire | FHTC103WA1 |  | 12505283895 | 10000 | Through the Wall | No | None | 8a. Without reverse cycle, without louvered sides, and 8,000 to 10,999 Btu/h | No | No |  |  |  | 10.6 | 10 | 708 | No |  |  |  | 2021-12-06 | 2021-12-06 | United States, Canada | ES_1021080_FHTC103WA1_12132021111859_80108012 | No
2389213 | Frigidaire | FHTC103WA2 |  | 12505283901 | 10500 | Through the Wall | No | None | 8a. Without reverse cycle, without louvered sides, and 8,000 to 10,999 Btu/h | No | No |  |  |  | 10.6 | 10 | 743 | No |  |  |  | 2021-12-06 | 2021-12-06 | United States, Canada | ES_1021080_FHTC103WA2_12132021111859_80108012 | No
2389211 | Frigidaire | FHTC123WA1 |  | 12505283918 | 12000 | Through the Wall | No | None | 8b. Without reverse cycle, without louvered sides, and 11,000 to 13,999 Btu/h | No | No |  |  |  | 10.5 | 11 | 857 | No |  |  |  | 2021-12-06 | 2021-12-06 | United States, Canada | ES_1021080_FHTC123WA1_12132021111859_80108012 | No
2389214 | Frigidaire | FHTC123WA2 |  | 12505283925 | 12000 | Through the Wall | No | None | 8b. Without reverse cycle, without louvered sides, and 11,000 to 13,999 Btu/h | No | No |  |  |  | 10.5 | 11 | 857 | No |  |  |  | 2021-12-06 | 2021-12-06 | United States, Canada | ES_1021080_FHTC123WA2_12132021111859_80108012 | No
2389212 | Frigidaire | FHTW123WA1 |  | 12505283987 | 12000 | Through the Wall | No | None | 8b. Without reverse cycle, without louvered sides, and 11,000 to 13,999 Btu/h | No | No |  |  |  | 10.5 | 11 | 857 | No |  |  |  | 2021-12-06 | 2021-12-06 | United States, Canada | ES_1021080_FHTW123WA1_12132021111859_80108012 | No
2403864 | Frigidaire | FHWC054WB1 |  | 12505284830 | 5000 | Window | No | None | 1. Without reverse cycle, with louvered sides, and less than 6,000 Btu/h | No | No |  |  |  | 12.1 | 10 | 310 | No |  |  |  | 2022-10-31 | 2022-10-31 | United States, Canada | ES_1021080_FHWC054WB1_10312022014022_80144840 | No
2447106 | Frigidaire | FHWC063TB1 |  | 12505285097 | 6000 | Window | No | None | 2. Without reverse cycle, with louvered sides, and 6,000 to 7,999 Btu/h | No | No |  |  |  | 12.1 | 10 | 372 | No |  |  |  | 2022-03-23 | 2023-03-23 | United States, Canada | ES_1021080_FHWC063TB10_03232023135153_80141181 | No
2403866 | Frigidaire | FHWC064WB1 |  | 12505284847 | 6000 | Window | No | None | 2. Without reverse cycle, with louvered sides, and 6,000 to 7,999 Btu/h | No | No |  |  |  | 12.1 | 10 | 372 | No |  |  |  | 2022-10-31 | 2022-10-31 | United States, Canada | ES_1021080_FHWC064WB1_10312022014022_80144840 | No
2401028 | Frigidaire | FHWC083TB1 |  | 12505284595 | 8000 | Window | No | None | 3. Without reverse cycle, with louvered sides, and 8,000 to 13,999 Btu/h | No | No |  |  |  | 12 | 10 | 500 | No |  |  |  | 2022-08-31 | 2022-08-31 | United States, Canada | ES_1021080_FHWC083TB1_09012022092957_80139101 | No
2389215 | Frigidaire | FHWC083WAB |  | 12505284694 | 8000 | Window | No | None | 3. Without reverse cycle, with louvered sides, and 8,000 to 13,999 Btu/h | No | No |  |  |  | 12 | 10 | 500 | No |  |  |  | 2021-12-13 | 2021-12-13 | United States, Canada | ES_1021080_GHWQ083WC1_12132021051640_80109021 | No
2403870 | Frigidaire | FHWC084WB1 |  | 12505284861 | 8000 | Window | No | None | 3. Without reverse cycle, with louvered sides, and 8,000 to 13,999 Btu/h | No | No |  |  |  | 12 | 10 | 500 | No |  |  |  | 2022-10-31 | 2022-10-31 | United States, Canada | ES_1021080_FHWC084WB1_10312022014022_80144840 | No
2403868 | Frigidaire | FHWC104WB1 |  | 12505284885 | 10000 | Window | No | None | 3. Without reverse cycle, with louvered sides, and 8,000 to 13,999 Btu/h | No | No |  |  |  | 12 | 10 | 625 | No |  |  |  | 2022-10-31 | 2022-10-31 | United States, Canada | ES_1021080_FHWC104WB1_10312022014022_80144840 | No
2403867 | Frigidaire | FHWC124WB1 |  | 12505284908 | 12000 | Window | No | None | 3. Without reverse cycle, with louvered sides, and 8,000 to 13,999 Btu/h | No | No |  |  |  | 12 | 10 | 750 | No |  |  |  | 2022-10-31 | 2022-10-31 | United States, Canada | ES_1021080_FHWC124WB1_10312022014022_80144840 | No
2370255 | Frigidaire | FHWC183WB2 |  | 12505284007 | 18000 | Window | No | None | 4. Without reverse cycle, with louvered sides, and 14,000 to 19,999 Btu/h | No | No |  |  |  | 11.8 | 10 | 1144 | No |  |  |  | 2020-10-20 | 2020-10-23 | United States, Canada | ES_1021080_FHWC183WB2_11252020065319_80060389 | No
2370256 | Frigidaire | FHWC253WB2 |  | 12505284021 | 25000 | Window | No | None | 5a. Without reverse cycle, with louvered sides, and 20,000 to 27,999 Btu/h | No | No |  |  |  | 10.3 | 10 | 1820 | No |  |  |  | 2020-10-20 | 2020-10-23 | United States, Canada | ES_1021080_FHWC253WB2_11252020065319_80060389 | No
2348373 | Frigidaire | FHWW063WB1 |  | 12505283673 | 6000 | Window | No | None | 2. Without reverse cycle, with louvered sides, and 6,000 to 7,999 Btu/h | No | No |  |  |  | 12.1 | 10 | 372 | No |  |  |  | 2019-10-01 | 2019-09-26 | United States, Canada | ES_1138537_FHWW063WB1_09262019122136_80018572 | No
2348374 | Frigidaire | FHWW063WBE |  | 12505283772 | 6000 | Window | No | None | 2. Without reverse cycle, with louvered sides, and 6,000 to 7,999 Btu/h | No | No |  |  |  | 12.1 | 10 | 372 | No |  |  |  | 2019-10-01 | 2019-09-26 | United States, Canada | ES_1138537_FHWW063WBE_09262019122136_80018572 | No
2403869 | Frigidaire | FHWW064WD1 |  | 12505284854 | 6000 | Window | No | None | 2. Without reverse cycle, with louvered sides, and 6,000 to 7,999 Btu/h | No | No |  |  |  | 12.1 | 10 | 372 | No |  |  |  | 2022-10-31 | 2022-10-31 | United States, Canada | ES_1021080_FHWW064WD1_10312022014022_80144840 | No
2348375 | Frigidaire | FHWW083WB1 |  | 12505283680 | 8000 | Window | No | None | 3. Without reverse cycle, with louvered sides, and 8,000 to 13,999 Btu/h | No | No |  |  |  | 12 | 10 | 500 | No |  |  |  | 2019-10-01 | 2019-09-26 | United States, Canada | ES_1138537_FHWW083WB1_09262019122136_80018572 | No
2348376 | Frigidaire | FHWW083WBE |  | 12505283789 | 8000 | Window | No | None | 3. Without reverse cycle, with louvered sides, and 8,000 to 13,999 Btu/h | No | No |  |  |  | 12 | 10 | 500 | No |  |  |  | 2019-10-01 | 2019-09-26 | United States, Canada | ES_1138537_FHWW083WBE_09262019122136_80018572 | No
2403871 | Frigidaire | FHWW084WD1 |  | 12505284878 | 8000 | Window | No | None | 3. Without reverse cycle, with louvered sides, and 8,000 to 13,999 Btu/h | No | No |  |  |  | 12 | 10 | 500 | No |  |  |  | 2022-10-31 | 2022-10-31 | United States, Canada | ES_1021080_FHWW084WD1_10312022014022_80144840 | No
2348377 | Frigidaire | FHWW103WB1 |  | 12505283697 | 10000 | Window | No | None | 3. Without reverse cycle, with louvered sides, and 8,000 to 13,999 Btu/h | No | No |  |  |  | 12 | 10 | 625 | No |  |  |  | 2019-10-01 | 2019-09-26 | United States, Canada | ES_1138537_FHWW103WB1_09262019122136_80018572 | No
2389206 | Frigidaire | FHWW103WB1 |  | 912076029 | 10000 | Window | No | None | 3. Without reverse cycle, with louvered sides, and 8,000 to 13,999 Btu/h | No | No |  |  |  | 12 | 10 | 625 | No |  |  |  | 2021-12-06 | 2021-12-06 | United States, Canada | ES_1021080_FHWW103WB1_12132021111859_80104281 | No
2348378 | Frigidaire | FHWW103WBE |  | 12505283796 | 10000 | Window | No | None | 3. Without reverse cycle, with louvered sides, and 8,000 to 13,999 Btu/h | No | No |  |  |  | 12 | 10 | 625 | No |  |  |  | 2019-10-01 | 2019-09-26 | United States, Canada | ES_1138537_FHWW103WBE_09262019122136_80018572 | No
2389205 | Frigidaire | FHWW103WBE |  | 912076033 | 10000 | Window | No | None | 3. Without reverse cycle, with louvered sides, and 8,000 to 13,999 Btu/h | No | No |  |  |  | 12 | 10 | 625 | No |  |  |  | 2021-12-06 | 2021-12-06 | United States, Canada | ES_1021080_FHWW103WBE_12132021111859_80104281 | No
2403865 | Frigidaire | FHWW104WD1 |  | 12505284892 | 10000 | Window | No | None | 3. Without reverse cycle, with louvered sides, and 8,000 to 13,999 Btu/h | No | No |  |  |  | 12 | 10 | 625 | No |  |  |  | 2022-10-31 | 2022-10-31 | United States, Canada | ES_1021080_FHWW104WD1_10312022014022_80144840 | No
2348379 | Frigidaire | FHWW123WB1 |  | 12505283703 | 12000 | Window | No | None | 3. Without reverse cycle, with louvered sides, and 8,000 to 13,999 Btu/h | No | No |  |  |  | 12 | 10 | 750 | No |  |  |  | 2019-10-01 | 2019-09-26 | United States, Canada | ES_1138537_FHWW123WB1_09262019122136_80018572 | No
2389208 | Frigidaire | FHWW123WB1 |  | 912076030 | 12000 | Window | No | None | 3. Without reverse cycle, with louvered sides, and 8,000 to 13,999 Btu/h | No | No |  |  |  | 12 | 10 | 750 | No |  |  |  | 2021-12-06 | 2021-12-06 | United States, Canada | ES_1021080_FHWW123WB1_12132021111859_80104281 | No
2348380 | Frigidaire | FHWW123WBE |  | 12505283802 | 12000 | Window | No | None | 3. Without reverse cycle, with louvered sides, and 8,000 to 13,999 Btu/h | No | No |  |  |  | 12 | 10 | 750 | No |  |  |  | 2019-10-01 | 2019-09-26 | United States, Canada | ES_1138537_FHWW123WBE_09262019122136_80018572 | No
2389207 | Frigidaire | FHWW123WBE |  | 912076034 | 12000 | Window | No | None | 3. Without reverse cycle, with louvered sides, and 8,000 to 13,999 Btu/h | No | No |  |  |  | 12 | 10 | 750 | No |  |  |  | 2021-12-06 | 2021-12-06 | United States, Canada | ES_1021080_FHWW123WBE_12132021111859_80104281 | No
2403872 | Frigidaire | FHWW124WD1 |  | 12505284915 | 12000 | Window | No | None | 3. Without reverse cycle, with louvered sides, and 8,000 to 13,999 Btu/h | No | No |  |  |  | 12 | 10 | 750 | No |  |  |  | 2022-10-31 | 2022-10-31 | United States, Canada | ES_1021080_FHWW124WD1_10312022014022_80144840 | No
2348381 | Frigidaire | FHWW153WB1 |  | 12505283710 | 15100 | Window | No | None | 4. Without reverse cycle, with louvered sides, and 14,000 to 19,999 Btu/h | No | No |  |  |  | 11.8 | 10 | 960 | No |  |  |  | 2019-10-01 | 2019-09-26 | United States, Canada | ES_1138537_FHWW153WB1_09262019122136_80018572 | No
2348382 | Frigidaire | FHWW153WBE |  | 12505283819 | 15100 | Window | No | None | 4. Without reverse cycle, with louvered sides, and 14,000 to 19,999 Btu/h | No | No |  |  |  | 11.8 | 10 | 960 | No |  |  |  | 2019-10-01 | 2019-09-26 | United States, Canada | ES_1138537_FHWW153WBE_09262019122136_80018572 | No
2370254 | Frigidaire | FHWW183WC2 |  | 12505284045 | 18000 | Window | No | None | 4. Without reverse cycle, with louvered sides, and 14,000 to 19,999 Btu/h | No | No |  |  |  | 11.8 | 10 | 1144 | No |  |  |  | 2020-10-20 | 2020-10-23 | United States, Canada | ES_1021080_FHWW183WC2_11252020065319_80060389 | No
2370257 | Frigidaire | FHWW253WC2 |  | 12505284069 | 25000 | Window | No | None | 5a. Without reverse cycle, with louvered sides, and 20,000 to 27,999 Btu/h | No | No |  |  |  | 10.3 | 10 | 1820 | No |  |  |  | 2020-10-20 | 2020-10-23 | United States, Canada | ES_1021080_FHWW253WC2_11252020065319_80060389 | No
2349969 | Frigidaire Gallery | GHWW063WB1 |  | 12505283734 | 6000 | Window | No | None | 2. Without reverse cycle, with louvered sides, and 6,000 to 7,999 Btu/h | No | No |  |  |  | 12.1 | 10 | 372 | No |  |  |  | 2019-11-19 | 2019-10-07 | United States, Canada | ES_1021080_GHWW063WB1_11192019062148_80023447 | No
2349970 | Frigidaire Gallery | GHWW083WB1 |  | 12505283741 | 8000 | Window | No | None | 3. Without reverse cycle, with louvered sides, and 8,000 to 13,999 Btu/h | No | No |  |  |  | 12 | 10 | 500 | No |  |  |  | 2019-11-19 | 2019-10-07 | United States, Canada | ES_1021080_GHWW083WB1_11192019062148_80023447 | No
2262289 | Garrison | 2498533 |  |  | 6000 | Window | No | None | 2. Without reverse cycle, with louvered sides, and 6,000 to 7,999 Btu/h |  | No |  |  |  | 12.1 | 10 | 372 | No |  |  |  | 2016-03-01 | 2016-03-10 | United States, Canada | ES_1095007_2498533_03122016011310_5190300 | No
2262290 | Garrison | 2498534 |  |  | 8000 | Window | No | None | 3. Without reverse cycle, with louvered sides, and 8,000 to 13,999 Btu/h |  | No |  |  |  | 12 | 10 | 500 | No |  |  |  | 2016-03-01 | 2016-03-10 | United States, Canada | ES_1095007_2498534_03122016011332_5212651 | No
2262291 | Garrison | 2498535 |  |  | 10000 | Window | No | None | 3. Without reverse cycle, with louvered sides, and 8,000 to 13,999 Btu/h |  | No |  |  |  | 12 | 10 | 625 | No |  |  |  | 2016-03-01 | 2016-03-10 | United States, Canada | ES_1095007_2498535_03122016011342_5222664 | No
2262292 | Garrison | 2498536 |  |  | 12000 | Window | No | None | 3. Without reverse cycle, with louvered sides, and 8,000 to 13,999 Btu/h |  | No |  |  |  | 12 | 10 | 750 | No |  |  |  | 2016-03-01 | 2016-03-10 | United States, Canada | ES_1095007_2498536_03122016011357_5237033 | No
2265158 | Garrison | 2498537 |  |  | 15100 | Window | No | None | 4. Without reverse cycle, with louvered sides, and 14,000 to 19,999 Btu/h |  | No |  |  |  | 11.8 | 10 | 960 | No |  |  |  | 2016-04-15 | 2016-04-21 | United States, Canada | ES_1095007_2498537_04222016062011_6011302 | No
2262293 | Garrison | 2498538 |  |  | 18000 | Window | No | None | 4. Without reverse cycle, with louvered sides, and 14,000 to 19,999 Btu/h |  | No |  |  |  | 11.8 | 10 | 1144 | No |  |  |  | 2016-03-01 | 2016-03-10 | United States, Canada | ES_1095007_2498538_03122016011410_5250657 | No
2262294 | Garrison | 2498539 |  |  | 25000 | Window | No | None | 5a. Without reverse cycle, with louvered sides, and 20,000 to 27,999 Btu/h |  | No |  |  |  | 10.3 | 10 | 1820 | No |  |  |  | 2016-03-01 | 2016-03-10 | United States, Canada | ES_1095007_2498539_03122016011424_5264841 | No
2262295 | Garrison | 2498540 |  |  | 8000 | Through the Wall | No | None | 8a. Without reverse cycle, without louvered sides, and 8,000 to 10,999 Btu/h |  | No |  |  |  | 10.6 | 10 | 566 | No |  |  |  | 2016-03-01 | 2016-03-10 | United States, Canada | ES_1095007_2498540_03122016011438_5278377 | No
2262296 | Garrison | 2498541 |  |  | 10000 | Through the Wall | No | None | 8a. Without reverse cycle, without louvered sides, and 8,000 to 10,999 Btu/h |  | No |  |  |  | 10.6 | 10 | 708 | No |  |  |  | 2016-03-01 | 2016-03-10 | United States, Canada | ES_1095007_2498541_03122016011451_5291681 | No
2262297 | Garrison | 2498542 |  |  | 10000 | Through the Wall | No | None | 8a. Without reverse cycle, without louvered sides, and 8,000 to 10,999 Btu/h |  | No |  |  |  | 10.6 | 10 | 708 | No |  |  |  | 2016-03-01 | 2016-03-10 | United States, Canada | ES_1095007_2498542_03122016011504_5304294 | No
2262298 | Garrison | 2498543 |  |  | 12000 | Through the Wall | No | None | 8b. Without reverse cycle, without louvered sides, and 11,000 to 13,999 Btu/h |  | No |  |  |  | 10.5 | 11 | 857 | No |  |  |  | 2016-03-01 | 2016-03-10 | United States, Canada | ES_1095007_2498543_03122016011519_5319112 | No
2262299 | Garrison | 2498544 |  |  | 12000 | Through the Wall | No | None | 8b. Without reverse cycle, without louvered sides, and 11,000 to 13,999 Btu/h |  | No |  |  |  | 10.5 | 11 | 857 | No |  |  |  | 2016-03-01 | 2016-03-10 | United States, Canada | ES_1095007_2498544_03122016011536_5336244 | No
2348384 | Garrison | 311410572 |  |  | 10000 | Window | No | None | 3. Without reverse cycle, with louvered sides, and 8,000 to 13,999 Btu/h | No | No |  |  |  | 12 | 10 | 625 | No |  |  |  | 2019-10-01 | 2019-09-26 | United States, Canada | ES_1095007_311410572_09262019122136_80018572 | No
2348385 | Garrison | 311410573 |  |  | 12000 | Window | No | None | 3. Without reverse cycle, with louvered sides, and 8,000 to 13,999 Btu/h | No | No |  |  |  | 12 | 10 | 750 | No |  |  |  | 2019-10-01 | 2019-09-26 | United States, Canada | ES_1095007_311410573_09262019122136_80018572 | No
2348386 | Garrison | 311410577 |  |  | 15100 | Window | No | None | 4. Without reverse cycle, with louvered sides, and 14,000 to 19,999 Btu/h | No | No |  |  |  | 11.8 | 10 | 960 | No |  |  |  | 2019-10-01 | 2019-09-26 | United States, Canada | ES_1095007_311410577_09262019122136_80018572 | No
2348383 | Garrison | 311410578 |  |  | 8000 | Window | No | None | 3. Without reverse cycle, with louvered sides, and 8,000 to 13,999 Btu/h | No | No |  |  |  | 12 | 10 | 500 | No |  |  |  | 2019-10-01 | 2019-09-26 | United States, Canada | ES_1095007_311410578_09262019122136_80018572 | No
2289417 | GE | AEC08LW*# |  | 84691823643 | 8000 | Window | No | None | 3. Without reverse cycle, with louvered sides, and 8,000 to 13,999 Btu/h |  | No |  |  |  | 12 | 10 | 500 | No |  |  |  | 2017-01-23 | 2017-01-26 | United States | ES_1123206_AEC08LW*#_01242017140044_7221185 | No
2306169 | GE | AEC08LXL1 |  | 84691830726 | 8000 | Window | No | None | 3. Without reverse cycle, with louvered sides, and 8,000 to 13,999 Btu/h |  | No |  |  |  | 12 | 10 | 500 | No |  |  |  | 2017-11-09 | 2017-11-09 | United States | ES_1123206_AEC08LXL1_11072017153957_9882318 | No
2306170 | GE | AEC10AXL1 |  | 84691830719 | 10200 | Window | No | None | 3. Without reverse cycle, with louvered sides, and 8,000 to 13,999 Btu/h |  | No |  |  |  | 12 | 10 | 638 | No |  |  |  | 2017-11-09 | 2017-11-09 | United States | ES_1123206_AEC10AXL1_11072017154138_5889856 | No
2306172 | GE | AEC12AXH1 |  | 84691830702 | 12100 | Window | No | None | 3. Without reverse cycle, with louvered sides, and 8,000 to 13,999 Btu/h |  | No |  |  |  | 12 | 10 | 756 | No |  |  |  | 2017-11-09 | 2017-11-09 | United States | ES_1123206_AEC12AXH1_11082017182233_4758722 | No
2254746 | GE | AEH06LX*# | ,AEM06LX*#, | 084691830306;084691830375 | 6050 | Window | No | None | 2. Without reverse cycle, with louvered sides, and 6,000 to 7,999 Btu/h |  | No |  |  |  | 12.1 | 10 | 375 | No |  |  |  | 2016-01-01 | 2015-12-11 | United States | ES_1123206_AEM06LV**_11252015150023_4281885 | No
2306171 | GE | AEH08LX*# |  | 84691830368 | 8000 | Window | No | None | 3. Without reverse cycle, with louvered sides, and 8,000 to 13,999 Btu/h |  | No |  |  |  | 12 | 10 | 500 | No |  |  |  | 2017-11-09 | 2017-11-09 | United States | ES_1123206_AEH08LX*#_11072017154423_3867608 | No
2289414 | GE | AEH24DX*# | ,AEL24DX*#,; ,AEM24DX*#, | 084691830245;084691830320;084691830658 | 24000 | Window | No | None | 5a. Without reverse cycle, with louvered sides, and 20,000 to 27,999 Btu/h |  | No |  |  |  | 10.3 | 10 | 1748 | No |  |  |  | 2017-01-23 | 2017-01-26 | United States | ES_1123206_AEM24DV*#_01242017135441_897333 | No
2289411 | GE | AEL08LV*# |  | 84691819776 | 8000 | Window | No | None | 3. Without reverse cycle, with louvered sides, and 8,000 to 13,999 Btu/h |  | No |  |  |  | 12 | 10 | 500 | No |  |  |  | 2017-01-23 | 2017-01-25 | United States | ES_1123206_AEM08LV*#_01242017134322_4840509 | No
2290338 | GE | AEL12AV*# | ,AEH12AX*#,; ,AEM12AX*#, | 084691819790;084691830276;084691830344 | 12050 | Window | No | None | 3. Without reverse cycle, with louvered sides, and 8,000 to 13,999 Btu/h |  | No |  |  |  | 12 | 10 | 753 | No |  |  |  | 2017-01-23 | 2017-02-09 | United States | ES_1123206_AEM12AV*#_01242017134858_4917566 | No
2289413 | GE | AEL18DV*# | ,AEH18DV*#,; ,AEH18DX*#,; ,AEL18DX*#,; ,AEM18DX*#, | 084691819813;084691819882;084691830252;084691830337;084691830665 | 18000 | Window | No | None | 4. Without reverse cycle, with louvered sides, and 14,000 to 19,999 Btu/h |  | No |  |  |  | 11.8 | 10 | 1144 | No |  |  |  | 2017-01-23 | 2017-01-25 | United States | ES_1123206_AEM18DV*#_01242017135242_773431 | No
2306840 | GE | AEM08LX*# |  | 84691830290 | 8050 | Window | No | None | 3. Without reverse cycle, with louvered sides, and 8,000 to 13,999 Btu/h |  | No |  |  |  | 12 | 10 | 503 | No |  |  |  | 2017-11-09 | 2017-11-20 | United States | ES_1123206_AEM08LX*#_11182017161246_1704065 | No
2290339 | GE | AEM10AV*# | ,AEH10AX*#,; ,AEL10AV*#,; ,AEM10AX*#, | 084691819677;084691819783;084691830283;084691830351 | 10000 | Window | No | None | 3. Without reverse cycle, with louvered sides, and 8,000 to 13,999 Btu/h |  | No |  |  |  | 12.1 | 11 | 620 | No |  |  |  | 2017-01-23 | 2017-02-09 | United States | ES_1123206_AEM10AV*#_01242017134708_2400781 | No
2289412 | GE | AEM14AV*# | ,AEL14AX*#,; ,AEM14AX*#,; ,AHS14AX*#, | 084691819691;084691829959;084691830269;084691830672 | 14300 | Window | No | None | 4. Without reverse cycle, with louvered sides, and 14,000 to 19,999 Btu/h |  | No |  |  |  | 11.8 | 10 | 909 | No |  |  |  | 2017-01-23 | 2017-01-25 | United States | ES_1123206_AEM14AV*#_01242017135051_3957025 | No
2308404 | GE | AHD06LX*# |  | 84691829485 | 6150 | Window | No | None | 2. Without reverse cycle, with louvered sides, and 6,000 to 7,999 Btu/h |  | No |  |  |  | 12.1 | 10 | 381 | No |  |  |  | 2018-01-01 | 2017-12-25 | United States | ES_1123206_AHD06LX*#_12182017140642_4086267 | No
2349077 | GE | AHD06LZ*# | ,AHEL06BB*#, | 084691852308;084691894957 | 6400 | Window | No | None | 2. Without reverse cycle, with louvered sides, and 6,000 to 7,999 Btu/h | No | No | R-32 | R-32 (GWP:675 ¦ Lower GWP) |  | 12.1 | 10 | 397 | No |  |  |  | 2019-10-22 | 2019-10-29 | United States | ES_1123206_AHD06LZ*#_10292019105817_467492 | No
2287788 | GE | AHH06LW*# | ,AHM06LW*#,; ,AHM06LY*#, | 084691823803;084691823971;084691844884 | 6150 | Window | No | None | 2. Without reverse cycle, with louvered sides, and 6,000 to 7,999 Btu/h |  | No |  |  |  | 12.1 | 10 | 381 | No |  |  |  | 2016-12-16 | 2017-01-01 | United States | ES_1123206_AHH06LW*#_11242016102431_9132501 | No
2287790 | GE | AHH10AW*# | ,AHM10AY*#, | 084691823827;084691844907 | 10000 | Window | No | None | 3. Without reverse cycle, with louvered sides, and 8,000 to 13,999 Btu/h |  | No |  |  |  | 12 | 10 | 625 | No |  |  |  | 2016-12-16 | 2017-01-01 | United States | ES_1123206_AHH10AW*#_12162016143858_4645349 | No
2287792 | GE | AHH12AW*# | ,AHM12AY*#,; ,AHS12AX*#, | 084691823834;084691829515;084691844914 | 11600 | Window | No | None | 3. Without reverse cycle, with louvered sides, and 8,000 to 13,999 Btu/h |  | No |  |  |  | 12 | 10 | 725 | No |  |  |  | 2016-12-16 | 2017-01-01 | United States | ES_1123206_AHH12AW*#_12162016144138_8417322 | No
2287800 | GE | AHH18DW*# | ,AHM18DY*#, | 084691823841;084691844938 | 18000 | Window | No | None | 4. Without reverse cycle, with louvered sides, and 14,000 to 19,999 Btu/h |  | No |  |  |  | 11.8 | 10 | 1144 | No |  |  |  | 2016-12-16 | 2017-01-01 | United States | ES_1123206_AHH18DW*#_12162016111529_8906823 | No
2287802 | GE | AHH24DW*# | ,AHM24DW*#,; ,AHM24DY*#, | 084691823858;084691824039;084691844945 | 23500 | Window | No | None | 5a. Without reverse cycle, with louvered sides, and 20,000 to 27,999 Btu/h |  | No |  |  |  | 10.3 | 10 | 1711 | No |  |  |  | 2016-12-16 | 2017-01-01 | United States | ES_1123206_AHH24DW*#_12162016111236_1010553 | No
2351132 | GE | AHH24DZ*# |  | 84691853633 | 23500 | Window | No | None | 5a. Without reverse cycle, with louvered sides, and 20,000 to 27,999 Btu/h |  | No |  |  |  | 10.3 | 10 | 1711 | No |  |  |  | 2019-12-10 | 2017-12-25 | United States | ES_1123206_AHH24DZ*#_12102019153441_1139184 | No
2287803 | GE | AHM05LW*# | ,AHM05LY*#, | 084691823964;084691844877 | 5500 | Window | No | None | 1. Without reverse cycle, with louvered sides, and less than 6,000 Btu/h |  | No |  |  |  | 12.1 | 10 | 341 | No |  |  |  | 2016-12-16 | 2017-01-01 | United States | ES_1123206_AHM05LW*#_12162016110308_7168924 | No
2288970 | GE | AHM08LY*# |  | 84691844891 | 8000 | Window | No | None | 3. Without reverse cycle, with louvered sides, and 8,000 to 13,999 Btu/h |  | No |  |  |  | 12 | 10 | 500 | No |  |  |  | 2016-01-09 | 2017-01-19 | United States | ES_1123206_AHH08LW*#_01122017135506_2652093 | No
2287799 | GE | AHM15AW*# | ,AHM15AY*#, | 084691824015;084691844921 | 15000 | Window | No | None | 4. Without reverse cycle, with louvered sides, and 14,000 to 19,999 Btu/h |  | No |  |  |  | 11.8 | 10 | 953 | No |  |  |  | 2016-12-16 | 2017-01-01 | United States | ES_1123206_AHM15AW*#_12162016111758_0410298 | No
2308413 | GE | AHP10AXQ1 | ,QHM10AX-W*#, | 084691829560;084691830573 | 10000 | Window | No | None | 3. Without reverse cycle, with louvered sides, and 8,000 to 13,999 Btu/h |  | No |  |  |  | 12 | 10 | 625 | No |  |  |  | 2018-01-01 | 2017-12-25 | United States | ES_1123206_AHP10AXQ1_12182017141324_4524194 | No
2383816 | GE | AJCM08ACH*# |  | 84691852896 | 8400 | Through the Wall | No | None | 8a. Without reverse cycle, without louvered sides, and 8,000 to 10,999 Btu/h | No | No |  |  |  | 10.6 | 10 | 594 | No |  |  |  | 2020-04-01 | 2020-03-27 | United States, Canada | ES_1123206_AJCM08ACH*#_04042020125532_80039184 | No
2374935 | GE | AJCM08AWH*# |  | 84691864288 | 8400 | Through the Wall | No | None | 8a. Without reverse cycle, without louvered sides, and 8,000 to 10,999 Btu/h | No | No |  |  |  | 10.6 | 10 | 594 | No |  |  |  | 2021-03-04 | 2021-03-04 | United States, Canada | ES_1123206_AJCM08AWH*#_03182021082511_80070574 | No
2383818 | GE | AJCM10ACH*# |  | 84691852872 | 10000 | Through the Wall | No | None | 8a. Without reverse cycle, without louvered sides, and 8,000 to 10,999 Btu/h | No | No |  |  |  | 10.6 | 10 | 708 | No |  |  |  | 2020-04-01 | 2020-03-27 | United States, Canada | ES_1123206_AJCM10ACH*#_04162020084935_80039184 | No
2383817 | GE | AJCM12DCH*# |  | 84691852926 | 12100 | Through the Wall | No | None | 8b. Without reverse cycle, without louvered sides, and 11,000 to 13,999 Btu/h | No | No |  |  |  | 10.5 | 11 | 864 | No |  |  |  | 2020-04-01 | 2020-03-27 | United States, Canada | ES_1123206_AJCM12DCH*#_04042020125532_80039184 | No
2357615 | GE | AJCQ06LCH*# |  | 84691852810 | 6300 | Through the Wall | No | None | 7. Without reverse cycle, without louvered sides, and 6,000 to 7,999 Btu/h | No | No |  |  |  | 11 | 10 | 430 | No |  |  |  | 2020-04-02 | 2020-04-03 | United States | ES_1123206_AJCQ06LCH*#_04022020152924_1008722 | No
2374933 | GE | AJCQ06LWH*# |  | 84691864301 | 6300 | Through the Wall | No | None | 7. Without reverse cycle, without louvered sides, and 6,000 to 7,999 Btu/h | No | No |  |  |  | 11 | 10 | 430 | No |  |  |  | 2021-03-04 | 2021-03-04 | United States, Canada | ES_1123206_AJCQ06LWH*#_03182021082511_80070574 | No
2406570 | GE | AJCQ06LWJ*# |  | 84691920052 | 6300 | Through the Wall | No | None | 7. Without reverse cycle, without louvered sides, and 6,000 to 7,999 Btu/h | No | No | R-32 | R-32 (GWP:675 ¦ Lower GWP) |  | 11 | 10 | 430 | No |  |  |  | 2023-01-16 | 2023-01-05 | United States, Canada | ES_1123206_AJCQ06LWJ*#_01052023110044_1585199 | No
2357659 | GE | AJCQ08ACH*# |  | 84691852902 | 8400 | Through the Wall | No | None | 8a. Without reverse cycle, without louvered sides, and 8,000 to 10,999 Btu/h | No | No |  |  |  | 10.6 | 10 | 594 | No |  |  |  | 2020-04-01 | 2020-03-27 | United States, Canada | ES_1123206_AJCQ08ACH*#_04042020125532_80039184 | No
2374934 | GE | AJCQ08AWH*# |  | 84691864295 | 8400 | Through the Wall | No | None | 8a. Without reverse cycle, without louvered sides, and 8,000 to 10,999 Btu/h | No | No |  |  |  | 10.6 | 10 | 594 | No |  |  |  | 2021-03-04 | 2021-03-04 | United States, Canada | ES_1123206_AJCQ08AWH*#_03182021082511_80070574 | No
2406571 | GE | AJCQ08AWJ*# | ,AJCM08AWJ*#, | 084691920038;084691920045 | 8200 | Through the Wall | No | None | 8a. Without reverse cycle, without louvered sides, and 8,000 to 10,999 Btu/h | No | No | R-32 | R-32 (GWP:675 ¦ Lower GWP) |  | 10.6 | 10 | 580 | No |  |  |  | 2023-01-16 | 2023-01-05 | United States, Canada | ES_1123206_AJCQ08AWJ*#_01052023113158_3764154 | No
2358118 | GE | AJCQ10ACH*# |  | 84691852889 | 10000 | Through the Wall | No | None | 8a. Without reverse cycle, without louvered sides, and 8,000 to 10,999 Btu/h | No | No |  |  |  | 10.6 | 10 | 708 | No |  |  |  | 2020-04-01 | 2020-03-27 | United States, Canada | ES_1123206_AJCQ10ACH*#_04162020084935_80039184 | No
2374237 | GE | AJCQ10AWH*# | ,AJCM10AWH*#, | 084691864264;084691864271 | 10000 | Through the Wall | No | None | 8a. Without reverse cycle, without louvered sides, and 8,000 to 10,999 Btu/h | No | No | R-410A | R-410A (GWP:2088) |  | 10.6 | 10 | 708 | No |  |  |  | 2021-02-22 | 2021-02-23 | United States | ES_1123206_AJCQ10AWH*#_02222021141421_2144128 | No
2406569 | GE | AJCQ10AWJ*# | ,AJCM10AWJ*#, | 084691920106;084691920113 | 10000 | Through the Wall | No | None | 8a. Without reverse cycle, without louvered sides, and 8,000 to 10,999 Btu/h | No | No | R-32 | R-32 (GWP:675 ¦ Lower GWP) |  | 10.6 | 10 | 708 | No |  |  |  | 2023-01-16 | 2023-01-05 | United States, Canada | ES_1123206_AJCQ10AWJ*#_01052023105703_5100213 | No
2358119 | GE | AJCQ10DCH*# |  | 84691852865 | 10150 | Through the Wall | No | None | 8a. Without reverse cycle, without louvered sides, and 8,000 to 10,999 Btu/h | No | No |  |  |  | 10.6 | 10 | 718 | No |  |  |  | 2020-04-01 | 2020-03-27 | United States, Canada | ES_1123206_AJCQ10DCH*#_04162020084935_80039184 | No
2374238 | GE | AJCQ10DWH*# | ,AJCM10DWH*#, | 084691864349;084691864356 | 10150 | Through the Wall | No | None | 8a. Without reverse cycle, without louvered sides, and 8,000 to 10,999 Btu/h | No | No | R-410A | R-410A (GWP:2088) |  | 10.6 | 10 | 718 | No |  |  |  | 2021-02-22 | 2021-02-23 | United States | ES_1123206_AJCQ10DWH*#_02222021143117_2220117 | No
2406573 | GE | AJCQ10DWJ*# | ,AJCM10DWJ*#, | 084691920076;084691920083 | 10300 | Through the Wall | No | None | 8a. Without reverse cycle, without louvered sides, and 8,000 to 10,999 Btu/h | No | No | R-32 | R-32 (GWP:675 ¦ Lower GWP) |  | 10.6 | 10 | 729 | No |  |  |  | 2023-01-16 | 2023-01-05 | United States, Canada | ES_1123206_AJCQ10DWJ*#_01052023135446_696985 | No
2358120 | GE | AJCQ12ACH*# |  | 84691852940 | 12000 | Through the Wall | No | None | 8b. Without reverse cycle, without louvered sides, and 11,000 to 13,999 Btu/h | No | No |  |  |  | 10.5 | 11 | 857 | No |  |  |  | 2020-04-01 | 2020-03-27 | United States, Canada | ES_1123206_AJCQ12ACH*#_04162020084935_80039184 | No
2374239 | GE | AJCQ12AWH*# |  | 84691864332 | 12000 | Through the Wall | No | None | 8b. Without reverse cycle, without louvered sides, and 11,000 to 13,999 Btu/h | No | No | R-410A | R-410A (GWP:2088) |  | 10.5 | 11 | 857 | No |  |  |  | 2021-02-22 | 2021-02-23 | United States | ES_1123206_AJCQ12AWH*#_02222021163713_4508935 | No
2406572 | GE | AJCQ12AWJ*# |  | 84691920076 | 12000 | Through the Wall | No | None | 8b. Without reverse cycle, without louvered sides, and 11,000 to 13,999 Btu/h | No | No | R-32 | R-32 (GWP:675 ¦ Lower GWP) |  | 10.6 | 12 | 849 | No |  |  |  | 2023-01-16 | 2023-01-05 | United States, Canada | ES_1123206_AJCQ12AWJ*#_01052023134052_1448633 | No
2357660 | GE | AJCQ12DCH*# |  | 84691852933 | 12100 | Through the Wall | No | None | 8b. Without reverse cycle, without louvered sides, and 11,000 to 13,999 Btu/h | No | No |  |  |  | 10.5 | 11 | 864 | No |  |  |  | 2020-04-01 | 2020-03-27 | United States, Canada | ES_1123206_AJCQ12DCH*#_04042020125532_80039184 | No
2374240 | GE | AJCQ12DWH*# | ,AJCM12DWH*#, | 084691864325;084691864394 | 12100 | Through the Wall | No | None | 8b. Without reverse cycle, without louvered sides, and 11,000 to 13,999 Btu/h | No | No | R-410A | R-410A (GWP:2088) |  | 10.5 | 11 | 864 | No |  |  |  | 2021-02-22 | 2021-02-23 | United States | ES_1123206_AJCQ12DWH*#_02222021165710_7751581 | No
2406605 | GE | AJCQ12DWJ*# | ,AJCM12DWJ*#, | 084691920083;084691920137 | 12100 | Through the Wall | No | None | 8b. Without reverse cycle, without louvered sides, and 11,000 to 13,999 Btu/h | No | No | R-32 | R-32 (GWP:675 ¦ Lower GWP) |  | 10.5 | 11 | 864 | No |  |  |  | 2023-01-16 | 2023-01-05 | United States, Canada | ES_1123206_AJCQ12DWJ*#_01052023140323_8383294 | No
2355539 | GE | AKCQ08ACHK1 |  | 84691852803 | 8550 | Through the Wall | No | None | 8a. Without reverse cycle, without louvered sides, and 8,000 to 10,999 Btu/h | No | No |  |  |  | 10.6 | 10 | 605 | No |  |  |  | 2020-03-02 | 2020-03-03 | United States | ES_1123206_AKCQ08ACHK1_03022020153002_5300561 | No
2404799 | GE | AKCQ08ACJ*# |  | 84691920014 | 8200 | Through the Wall | No | None | 8a. Without reverse cycle, without louvered sides, and 8,000 to 10,999 Btu/h | No | No | R-32 | R-32 (GWP:675 ¦ Lower GWP) |  | 10.6 | 10 | 580 | No |  |  |  | 2022-11-08 | 2022-11-11 | United States, Canada | ES_1123206_AKCQ08ACJ*#_11102022154545_1724817 | No
2354968 | GE | AKCQ10ACHK1 |  | 84691852797 | 10000 | Through the Wall | No | None | 8a. Without reverse cycle, without louvered sides, and 8,000 to 10,999 Btu/h | No | No |  |  |  | 10.6 | 10 | 708 | No |  |  |  | 2020-01-17 | 2020-02-20 | United States | ES_1123206_AKCQ10ACHK1_02132020163816_4710657 | No
2404534 | GE | AKCQ10ACJ*# |  | 84691920007 | 10000 | Through the Wall | No | None | 8a. Without reverse cycle, without louvered sides, and 8,000 to 10,999 Btu/h | No | No | R-32 | R-32 (GWP:675 ¦ Lower GWP) |  | 10.6 | 10 | 708 | No |  |  |  | 2022-11-08 | 2022-11-11 | United States, Canada | ES_1123206_AKCQ10ACJ*#_11102022163941_7331048 | No
2354969 | GE | AKCQ10DCHK1 |  | 84691852780 | 10200 | Through the Wall | No | None | 8a. Without reverse cycle, without louvered sides, and 8,000 to 10,999 Btu/h | No | No |  |  |  | 10.6 | 10 | 722 | No |  |  |  | 2020-01-17 | 2020-02-20 | United States | ES_1123206_AKCQ10DCHK1_02132020164525_2240259 | No
2404727 | GE | AKCQ10DCJ*# |  | 84691919995 | 10300 | Through the Wall | No | None | 8a. Without reverse cycle, without louvered sides, and 8,000 to 10,999 Btu/h | No | No | R-32 | R-32 (GWP:675 ¦ Lower GWP) |  | 10.6 | 10 | 729 | No |  |  |  | 2022-11-08 | 2022-11-11 | United States, Canada | ES_1123206_AKCQ10DCJ*#_11102022160828_5476343 | No
2354970 | GE | AKCQ12ACHK1 |  | 84691852773 | 12000 | Through the Wall | No | None | 8b. Without reverse cycle, without louvered sides, and 11,000 to 13,999 Btu/h | No | No |  |  |  | 10.5 | 11 | 857 | No |  |  |  | 2020-01-17 | 2020-02-20 | United States | ES_1123206_AKCQ12ACHK1_02132020165047_4767572 | No
2404416 | GE | AKCQ12ACJ*# |  | 84691919988 | 12000 | Through the Wall | No | None | 8b. Without reverse cycle, without louvered sides, and 11,000 to 13,999 Btu/h | No | No | R-32 | R-32 (GWP:675 ¦ Lower GWP) |  | 10.5 | 11 | 857 | No |  |  |  | 2022-11-08 | 2022-11-11 | United States, Canada | ES_1123206_AKCQ12ACJ*#_11102022150720_1415216 | No
2355538 | GE | AKCQ12DCHK1 |  | 84691852766 | 12100 | Through the Wall | No | None | 8b. Without reverse cycle, without louvered sides, and 11,000 to 13,999 Btu/h | No | No |  |  |  | 10.5 | 11 | 864 | No |  |  |  | 2020-03-02 | 2020-03-03 | United States | ES_1123206_AKCQ12DCHK1_03022020155050_3115808 | No
2404417 | GE | AKCQ12DCJ*# |  | 84691919971 | 12100 | Through the Wall | No | None | 8b. Without reverse cycle, without louvered sides, and 11,000 to 13,999 Btu/h | No | No | R-32 | R-32 (GWP:675 ¦ Lower GWP) |  | 10.5 | 11 | 864 | No |  |  |  | 2022-11-08 | 2022-11-11 | United States, Canada | ES_1123206_AKCQ12DCJ*#_11102022162823_1600458 | No
2351070 | GE | ATM06LZ*# |  | 84691852391 | 6000 | Window | No | None | 2. Without reverse cycle, with louvered sides, and 6,000 to 7,999 Btu/h | No | No |  |  |  | 12.1 | 10 | 372 | No |  |  |  | 2019-12-04 | 2019-12-10 | United States | ES_1123206_ATM06LZW1_12042019141631_5596887 | No
2383848 | GENUINE COMFORT | GCTTW-10CRA1 |  | 670724686318 | 10000 | Through the Wall | No | None | 8a. Without reverse cycle, without louvered sides, and 8,000 to 10,999 Btu/h | No | No |  |  |  | 10.6 | 10 | 708 | No |  |  |  | 2021-07-20 | 2021-08-30 | United States, Canada | ES_1145374_GCTTW-10CRA1_083020210008754_3346501 | No
2383849 | GENUINE COMFORT | GCTTW-10CRA2 |  | 670724686325 | 10000 | Through the Wall | No | None | 8a. Without reverse cycle, without louvered sides, and 8,000 to 10,999 Btu/h | No | No |  |  |  | 10.6 | 10 | 708 | No |  |  |  | 2021-07-20 | 2021-08-30 | United States, Canada | ES_1145374_GCTTW-10CRA2_083020210008851_6076608 | No
2383850 | GENUINE COMFORT | GCTTW-12CRA1 |  | 670724686288 | 12000 | Through the Wall | No | None | 8b. Without reverse cycle, without louvered sides, and 11,000 to 13,999 Btu/h | No | No |  |  |  | 10.5 | 11 | 857 | No |  |  |  | 2021-07-20 | 2021-08-30 | United States, Canada | ES_1145374_GCTTW-12CRA1_083020210008534_1866917 | No
2383851 | GENUINE COMFORT | GCTTW-12CRA2 |  | 670724686295 | 12000 | Through the Wall | No | None | 8b. Without reverse cycle, without louvered sides, and 11,000 to 13,999 Btu/h | No | No |  |  |  | 10.5 | 11 | 857 | No |  |  |  | 2021-07-20 | 2021-08-30 | United States, Canada | ES_1145374_GCTTW-12CRA2_083020210008827_4854876 | No
2408082 | GENUINE COMFORT | GCWA-08LA00CDS2 |  | 670724686431 | 8000 | Window | No | None | 3. Without reverse cycle, with louvered sides, and 8,000 to 13,999 Btu/h | No | No |  |  |  | 12 | 10 | 500 | No |  |  |  | 2022-04-15 | 2022-12-22 | United States, Canada | ES_1105164_GCWA-08LA00CDS2_02132023124909_80153973 | No
2408083 | GENUINE COMFORT | GCWA-10LA00CDS2 |  | 670724686448 | 10100 | Window | No | None | 3. Without reverse cycle, with louvered sides, and 8,000 to 13,999 Btu/h | No | No |  |  |  | 12 | 10 | 631 | No |  |  |  | 2022-04-15 | 2022-12-22 | United States, Canada | ES_1105164_GCWA-10LA00CDS2_02132023124909_80153973 | No
2408084 | GENUINE COMFORT | GCWA-12LA00CDS2 |  | 670724686455 | 12300 | Window | No | None | 3. Without reverse cycle, with louvered sides, and 8,000 to 13,999 Btu/h | No | No |  |  |  | 12 | 10 | 769 | No |  |  |  | 2023-01-13 | 2022-12-22 | United States, Canada | ES_1105164_GCWA-12LA00CDS2_02132023124909_80153973 | No
2382456 | GENUINE COMFORT | GCWNDW-06CRN8-BCL1 |  | 670724686356 | 6000 | Window | No | None | 2. Without reverse cycle, with louvered sides, and 6,000 to 7,999 Btu/h | No | No |  |  |  | 12.1 | 10 | 372 | No |  |  |  | 2021-07-21 | 2021-07-21 | United States, Canada | ES_1145374_GCWNDW-06CRN8-BCL1_07222021073739_80092512 | No
2382457 | GENUINE COMFORT | GCWNDW-10CRN8-BCL0 |  | 670724686363 | 10000 | Window | No | None | 3. Without reverse cycle, with louvered sides, and 8,000 to 13,999 Btu/h | No | No |  |  |  | 12 | 10 | 625 | No |  |  |  | 2021-07-21 | 2021-07-21 | United States, Canada | ES_1145374_GCWNDW-10CRN8-BCL0_07222021073739_80092512 | No
2307913 | GREE | GAC10AD-D3NRNH2C |  |  | 10000 | Through the Wall | No | None | 8a. Without reverse cycle, without louvered sides, and 8,000 to 10,999 Btu/h |  | No |  |  |  | 10.6 | 10 | 708 | No |  |  |  | 2017-12-01 | 2017-12-15 | United States, Canada | ES_1105164_GAC10AD-D3NRNH2C_12152017123142_1102116 | No
2358071 | GREE | GJC05BK-A6NRNC5A |  |  | 5200 | Window | No | None | 1. Without reverse cycle, with louvered sides, and less than 6,000 Btu/h | No | No |  |  |  | 12.1 | 10 | 322 | No |  |  |  | 2020-04-01 | 2020-03-24 | United States, Canada | ES_1105164_ GJC05BK-A6NRNC5A_04152020102317_80030501 | No
2328322 | GREE | GJC05BK-A6NRNH2A |  |  | 5200 | Window | No | None | 1. Without reverse cycle, with louvered sides, and less than 6,000 Btu/h | No | No |  |  |  | 12.1 | 10 | 322 | No |  |  |  | 2018-11-01 | 2018-10-17 | United States, Canada | ES_1105164_GJC05BK-A6NRNH2A _10232018124440_70199136 | No
2349714 | GREE | GJC05BK-A6NRNH2B |  |  | 5200 | Window | No | None | 1. Without reverse cycle, with louvered sides, and less than 6,000 Btu/h | No | No |  |  |  | 12.1 | 10 | 322 | No |  |  |  | 2019-11-15 | 2019-10-30 | United States, Canada | ES_1105164_GJC05BK-A6NRNH2B_10302019023155_80021133 | No
2388818 | GREE | GJC06BK-A6NRNC5B |  |  | 6000 | Window | No | None | 2. Without reverse cycle, with louvered sides, and 6,000 to 7,999 Btu/h | No | No |  |  |  | 12.1 | 10 | 372 | No |  |  |  | 2021-11-22 | 2021-11-22 | United States, Canada | ES_1108715_GJC06BK-A6NRNC5B_12062021053151_80104463 | No
2328323 | GREE | GJC06BK-A6NRNH2A |  |  | 6000 | Window | No | None | 2. Without reverse cycle, with louvered sides, and 6,000 to 7,999 Btu/h | No | No |  |  |  | 12.1 | 10 | 372 | No |  |  |  | 2018-11-01 | 2018-10-17 | United States, Canada | ES_1105164_GJC06BK-A6NRNH2A_10232018124440_70199136 | No
2349711 | GREE | GJC06BK-A6NRNH2D |  |  | 6000 | Window | No | None | 2. Without reverse cycle, with louvered sides, and 6,000 to 7,999 Btu/h | No | No |  |  |  | 12.1 | 10 | 372 | No |  |  |  | 2019-11-15 | 2019-10-30 | United States, Canada | ES_1105164_GJC06BK-A6NRNH2D_10302019023155_80021133 | No
2370344 | GREE | GJC08BK-A6NRNC5B |  |  | 8000 | Window | No | None | 3. Without reverse cycle, with louvered sides, and 8,000 to 13,999 Btu/h | No | No |  |  |  | 12 | 10 | 500 | No |  |  |  | 2020-10-01 | 2020-11-19 | United States, Canada | ES_1105164_GJC08BK-A6NRNC5B_11302020071525_80061807 | No
2408081 | GREE | GJC08BK-A6NRNC5D |  |  | 8000 | Window | No | None | 3. Without reverse cycle, with louvered sides, and 8,000 to 13,999 Btu/h | No | No |  |  |  | 12 | 10 | 500 | No |  |  |  | 2022-04-15 | 2022-12-22 | United States, Canada | ES_1105164_GJC08BK-A6NRNC5D_02132023124909_80153973 | No
2408080 | GREE | GJC08BK-A6NRND2D |  |  | 8000 | Window | No | None | 3. Without reverse cycle, with louvered sides, and 8,000 to 13,999 Btu/h | No | No |  |  |  | 12 | 10 | 500 | No |  |  |  | 2022-04-15 | 2022-12-22 | United States, Canada | ES_1105164_GJC08BK-A6NRND2D_02132023124909_80153973 | No
2375857 | GREE | GJC08BK-A6NRNE2D |  |  | 8000 | Window | No | None | 3. Without reverse cycle, with louvered sides, and 8,000 to 13,999 Btu/h | No | No |  |  |  | 12 | 10 | 500 | No |  |  |  | 2021-03-01 | 2021-03-04 | United States, Canada | ES_1105164_GJC08BK-A6NRNE2D_04052021012414_80073533 | No
2328324 | GREE | GJC08BK-A6NRNH2B |  |  | 8000 | Window | No | None | 3. Without reverse cycle, with louvered sides, and 8,000 to 13,999 Btu/h | No | No |  |  |  | 12 | 10 | 500 | No |  |  |  | 2018-11-01 | 2018-10-17 | United States, Canada | ES_1105164_GJC08BK-A6NRNH2B _10232018124440_70199136 | No
2349712 | GREE | GJC08BK-A6NRNH2F |  |  | 8000 | Window | No | None | 3. Without reverse cycle, with louvered sides, and 8,000 to 13,999 Btu/h | No | No |  |  |  | 12 | 10 | 500 | No |  |  |  | 2019-11-15 | 2019-10-30 | United States, Canada | ES_1105164_GJC08BK-A6NRNH2F_10302019023155_80021133 | No
2336585 | GREE | GJC08BS-A3NRNJ1B |  |  | 8000 | Window | No | None | 3. Without reverse cycle, with louvered sides, and 8,000 to 13,999 Btu/h | No | No |  |  |  | 12 | 10 | 500 | No |  |  |  | 2019-04-01 | 2019-04-11 | United States, Canada | ES_1105164_GJC08BS-A3NRNJ1B_04112019060808_2888594 | No
2337100 | GREE | GJC08BU-A6NRNJ2A |  |  | 8000 | Window | No | None | 3. Without reverse cycle, with louvered sides, and 8,000 to 13,999 Btu/h | No | No |  |  |  | 12 | 10 | 500 | No |  |  |  | 2019-04-22 | 2019-04-17 | United States, Canada | ES_1105164_GJC08BU-A6NRNJ2A_04172019103556_70213591 | No
2370346 | GREE | GJC10BL-A6NRNC5E |  |  | 10200 | Window | No | None | 3. Without reverse cycle, with louvered sides, and 8,000 to 13,999 Btu/h | No | No |  |  |  | 12 | 10 | 638 | No |  |  |  | 2020-10-01 | 2020-11-19 | United States, Canada | ES_1105164_GJC10BL-A6NRNC5E_11302020071527_80061811 | No
2395116 | GREE | GJC10BL-A6NRNC5H |  |  | 10100 | Window | No | None | 3. Without reverse cycle, with louvered sides, and 8,000 to 13,999 Btu/h | No | No |  |  |  | 12 | 10 | 631 | No |  |  |  | 2022-04-15 | 2022-02-10 | United States, Canada | ES_1105164_GJC10BL-A6NRNC5H_04262022082802_80123603 | No
2374172 | GREE | GJC10BL-A6NRND2D |  |  | 10200 | Window | No | None | 3. Without reverse cycle, with louvered sides, and 8,000 to 13,999 Btu/h | No | No |  |  |  | 12 | 10 | 638 | No |  |  |  | 2021-01-20 | 2019-10-30 | United States, Canada | ES_1105164_GJC10BL-A6NRND2D_02192021124622_80066832 | No
2395115 | GREE | GJC10BL-A6NRND2K |  |  | 10100 | Window | No | None | 3. Without reverse cycle, with louvered sides, and 8,000 to 13,999 Btu/h | No | No |  |  |  | 12 | 10 | 631 | No |  |  |  | 2022-04-15 | 2022-02-10 | United States, Canada | ES_1105164_GJC10BL-A6NRND2K_04262022082802_80123603 | No
2374170 | GREE | GJC10BL-A6NRNE2D |  |  | 10200 | Window | No | None | 3. Without reverse cycle, with louvered sides, and 8,000 to 13,999 Btu/h | No | No |  |  |  | 12 | 10 | 638 | No |  |  |  | 2021-01-20 | 2019-10-30 | United States, Canada | ES_1105164_GJC10BL-A6NRNE2D_02192021124622_80066832 | No
2328325 | GREE | GJC10BL-A6NRNH2B |  |  | 10200 | Window | No | None | 3. Without reverse cycle, with louvered sides, and 8,000 to 13,999 Btu/h | No | No |  |  |  | 12 | 10 | 638 | No |  |  |  | 2018-11-01 | 2018-10-17 | United States, Canada | ES_1105164_GJC10BL-A6NRNH2B_10232018124440_70199136 | No
2349709 | GREE | GJC10BL-A6NRNH2D |  |  | 10200 | Window | No | None | 3. Without reverse cycle, with louvered sides, and 8,000 to 13,999 Btu/h | No | No |  |  |  | 12 | 10 | 638 | No |  |  |  | 2019-11-15 | 2019-10-30 | United States, Canada | ES_1105164_GJC10BL-A6NRNH2D_10302019023155_80021133 | No
2344706 | GREE | GJC10BR-A6NRNJ1A |  |  | 10200 | Window | No | None | 3. Without reverse cycle, with louvered sides, and 8,000 to 13,999 Btu/h | No | No |  |  |  | 12 | 10 | 638 | No |  |  |  | 2019-08-15 | 2019-08-02 | United States, Canada | ES_1105164_GJC10BR-A6NRNJ1A_08122019125821_80011271 | No
2370347 | GREE | GJC12BR-A6NRNC5C |  |  | 12100 | Window | No | None | 3. Without reverse cycle, with louvered sides, and 8,000 to 13,999 Btu/h | No | No |  |  |  | 12 | 10 | 756 | No |  |  |  | 2020-10-01 | 2020-11-19 | United States, Canada | ES_1105164_GJC12BR-A6NRNC5C_11302020071528_80061811 | No
2388815 | GREE | GJC12BR-A6NRNC5D |  |  | 12300 | Window | No | None | 3. Without reverse cycle, with louvered sides, and 8,000 to 13,999 Btu/h | No | No |  |  |  | 12 | 10 | 769 | No |  |  |  | 2021-08-27 | 2021-08-27 | United States, Canada | ES_1108715_GJC12BR-A6NRNC5D_12062021053151_80104463 | No
2374173 | GREE | GJC12BR-A6NRND2B |  |  | 12100 | Window | No | None | 3. Without reverse cycle, with louvered sides, and 8,000 to 13,999 Btu/h | No | No |  |  |  | 12 | 10 | 756 | No |  |  |  | 2021-01-20 | 2019-10-30 | United States, Canada | ES_1105164_GJC12BR-A6NRND2B_02192021124622_80066832 | No
2395117 | GREE | GJC12BR-A6NRND2D |  |  | 12300 | Window | No | None | 3. Without reverse cycle, with louvered sides, and 8,000 to 13,999 Btu/h | No | No |  |  |  | 12 | 10 | 769 | No |  |  |  | 2022-04-15 | 2021-08-27 | United States, Canada | ES_1105164_GJC12BR-A6NRND2D_04262022082802_80123603 | No
2374171 | GREE | GJC12BR-A6NRNE2B |  |  | 12100 | Window | No | None | 3. Without reverse cycle, with louvered sides, and 8,000 to 13,999 Btu/h | No | No |  |  |  | 12 | 10 | 756 | No |  |  |  | 2021-01-20 | 2019-10-30 | United States, Canada | ES_1105164_GJC12BR-A6NRNE2B_02192021124622_80066832 | No
2328326 | GREE | GJC12BR-A6NRNH2A |  |  | 12100 | Window | No | None | 3. Without reverse cycle, with louvered sides, and 8,000 to 13,999 Btu/h | No | No |  |  |  | 12 | 10 | 756 | No |  |  |  | 2018-11-01 | 2018-10-17 | United States, Canada | ES_1105164_GJC12BR-A6NRNH2A_10232018124440_70199136 | No
2349710 | GREE | GJC12BR-A6NRNH2B |  |  | 12100 | Window | No | None | 3. Without reverse cycle, with louvered sides, and 8,000 to 13,999 Btu/h | No | No |  |  |  | 12 | 10 | 756 | No |  |  |  | 2019-11-15 | 2019-10-30 | United States, Canada | ES_1105164_GJC12BR-A6NRNH2B_10302019023155_80021133 | No
2344705 | GREE | GJC12BR-A6NRNJ1A |  |  | 12100 | Window | No | None | 3. Without reverse cycle, with louvered sides, and 8,000 to 13,999 Btu/h | No | No |  |  |  | 12 | 10 | 756 | No |  |  |  | 2019-08-15 | 2019-08-02 | United States, Canada | ES_1105164_GJC12BR-A6NRNJ1A_08122019125821_80011271 | No
2374174 | GREE | GJC15BY-A6NRNE2A |  |  | 15000 | Window | No | None | 4. Without reverse cycle, with louvered sides, and 14,000 to 19,999 Btu/h | No | No |  |  |  | 11.8 | 10 | 953 | No |  |  |  | 2021-01-20 | 2020-05-14 | United States, Canada | ES_1105164_GJC15BY-A6NRNE2A_02192021124622_80066832 | No
2328327 | GREE | GJC15BY-A6NRNH2A |  |  | 15000 | Window | No | None | 4. Without reverse cycle, with louvered sides, and 14,000 to 19,999 Btu/h | No | No |  |  |  | 11.8 | 10 | 953 | No |  |  |  | 2018-11-01 | 2018-10-17 | United States, Canada | ES_1105164_GJC15BY-A6NRNH2A_10232018124440_70199136 | No
2349713 | GREE | GJC15BY-A6NRNH2B |  |  | 15000 | Window | No | None | 4. Without reverse cycle, with louvered sides, and 14,000 to 19,999 Btu/h | No | No |  |  |  | 11.8 | 10 | 953 | No |  |  |  | 2019-11-15 | 2019-10-30 | United States, Canada | ES_1105164_GJC15BY-A6NRNH2B_10302019023155_80021133 | No
2360333 | GREE | GJC18BY-D3NRNC5C |  |  | 18000 | Window | No | None | 4. Without reverse cycle, with louvered sides, and 14,000 to 19,999 Btu/h | No | No |  |  |  | 11.8 | 10 | 1144 | No |  |  |  | 2020-05-15 | 2020-05-12 | United States, Canada | ES_1105164_GJC18BY-D3NRNC5C_05122020102040_8840944 | No
2470745 | GREE | GJC18BY-D6NRNC5B |  |  | 18800 | Window | No | None | 4. Without reverse cycle, with louvered sides, and 14,000 to 19,999 Btu/h | No | No |  |  |  | 11.8 | 10 | 1195 | No |  |  |  | 2023-03-25 | 2023-03-31 | United States, Canada | ES_1105164_GJC18BY-D6NRNC5B4_04242023134159_80159281 | No
2470746 | GREE | GJC25BN-D6NRNC5B |  |  | 24600 | Window | No | None | 5a. Without reverse cycle, with louvered sides, and 20,000 to 27,999 Btu/h | No | No |  |  |  | 10.3 | 10 | 1791 | No |  |  |  | 2023-03-23 | 2023-03-31 | United States, Canada | ES_1105164_GJC25BN-D6NRNC5B4_04242023134159_80159281 | No
2383412 | GREE | GWA06BTE |  | 192487344781 | 6000 | Window | No | None | 2. Without reverse cycle, with louvered sides, and 6,000 to 7,999 Btu/h | No | No |  |  |  | 12.1 | 10 | 372 | No |  |  |  | 2021-08-01 | 2021-08-10 | United States, Canada | ES_1105164_GWA06BTE_08132021020111_5550000_ | No
2383413 | GREE | GWA08BTE |  | 192487344798 | 8000 | Window | No | None | 3. Without reverse cycle, with louvered sides, and 8,000 to 13,999 Btu/h | No | No |  |  |  | 12 | 10 | 500 | No |  |  |  | 2021-08-01 | 2021-08-10 | United States, Canada | ES_1105164_GWA08BTE_08132021020111_5550000_ | No
2383414 | GREE | GWA10BTE |  | 192487344804 | 10200 | Window | No | None | 3. Without reverse cycle, with louvered sides, and 8,000 to 13,999 Btu/h | No | No |  |  |  | 12 | 10 | 638 | No |  |  |  | 2021-08-01 | 2021-08-10 | United States, Canada | ES_1105164_GWA10BTE_08132021020111_5550000_ | No
2383415 | GREE | GWA12BTE |  | 192487344811 | 12100 | Window | No | None | 3. Without reverse cycle, with louvered sides, and 8,000 to 13,999 Btu/h | No | No |  |  |  | 12 | 10 | 756 | No |  |  |  | 2021-08-01 | 2021-08-10 | United States, Canada | ES_1105164_GWA12BTE_08132021020111_5550000_ | No
2383416 | GREE | GWA15BTE |  | 192487344828 | 15000 | Window | No | None | 4. Without reverse cycle, with louvered sides, and 14,000 to 19,999 Btu/h | No | No |  |  |  | 11.8 | 10 | 953 | No |  |  |  | 2021-08-01 | 2021-08-10 | United States, Canada | ES_1105164_GWA15BTE_08132021020111_5550000_ | No
2379824 | GREE | GWA18BTE |  | 192487344835 | 18000 | Window | No | None | 4. Without reverse cycle, with louvered sides, and 14,000 to 19,999 Btu/h | No | No |  |  |  | 11.8 | 10 | 1144 | No |  |  |  | 2021-06-15 | 2021-06-18 | United States | ES_1105164_GWA18BTE_061820210013644_3540696 | No
2379825 | GREE | GWA24BTE |  | 192487344842 | 25000 | Window | No | None | 5a. Without reverse cycle, with louvered sides, and 20,000 to 27,999 Btu/h | No | No |  |  |  | 10.3 | 10 | 1820 | No |  |  |  | 2021-06-15 | 2021-06-18 | United States | ES_1105164_GWA24BTE_061820210013854_7569243 | No
2349078 | Haier | ESAQ406TZ*# |  | 84691852285 | 6400 | Window | No | None | 2. Without reverse cycle, with louvered sides, and 6,000 to 7,999 Btu/h | No | No | R-32 | R-32 (GWP:675 ¦ Lower GWP) |  | 12.1 | 10 | 397 | No |  |  |  | 2019-10-22 | 2019-10-29 | United States | ES_1123206_ESAQ406TZ*#_10292019105819_999567 | No
2308414 | Haier | QHC10AX*# | ,QHM10AX*#, | 084691830573;084691830610 | 10000 | Window | No | None | 3. Without reverse cycle, with louvered sides, and 8,000 to 13,999 Btu/h |  | No |  |  |  | 12 | 10 | 625 | No |  |  |  | 2018-01-01 | 2017-12-27 | United States | ES_1123206_QHC10AX*#_12182017141324_489008 | No
2308415 | Haier | QHC12AX*# | ,QHM12AX*#,; ,QHM12AX-W*#, | 084691829935;084691829942 | 11600 | Window | No | None | 3. Without reverse cycle, with louvered sides, and 8,000 to 13,999 Btu/h |  | No |  |  |  | 12 | 10 | 725 | No |  |  |  | 2018-01-01 | 2017-12-25 | United States | ES_1123206_QHC12AX*#_12182017141931_405847 | No
2308417 | Haier | QHC15AX*# | ,QHM15AX*#, | 084691830566;084691830863 | 15000 | Window | No | None | 4. Without reverse cycle, with louvered sides, and 14,000 to 19,999 Btu/h |  | No |  |  |  | 11.8 | 10 | 953 | No |  |  |  | 2018-01-01 | 2017-12-25 | United States | ES_1123206_QHC15AX*#_12182017142735_5113946 | No
2308605 | Haier | QHC18DX*# | ,QHM18DX*#, | 084691830559;084691830603 | 18000 | Window | No | None | 4. Without reverse cycle, with louvered sides, and 14,000 to 19,999 Btu/h |  | No |  |  |  | 11.8 | 10 | 1144 | No |  |  |  | 2018-01-01 | 2018-01-02 | United States | ES_1123206_QHC18DX*#_12182017142248_2996942 | No
2308416 | Haier | QHC24DX*# | ,QHM24DX*#, | 084691830542;084691830597 | 23500 | Window | No | None | 5a. Without reverse cycle, with louvered sides, and 20,000 to 27,999 Btu/h |  | No |  |  |  | 10.3 | 10 | 1711 | No |  |  |  | 2018-01-01 | 2017-12-25 | United States | ES_1123206_QHC24DX*#_12182017142511_6292535 | No
2309218 | Haier | QHM05LX*# |  | 84691830580 | 5500 | Window | No | None | 1. Without reverse cycle, with louvered sides, and less than 6,000 Btu/h |  | No |  |  |  | 12.1 | 10 | 341 | No |  |  |  | 2018-01-11 | 2017-01-01 | United States | ES_1123206_QHM05LX*#_01112018162733_3103601 | No
2309217 | Haier | QHM06LX*# |  | 84691829904 | 6150 | Window | No | None | 2. Without reverse cycle, with louvered sides, and 6,000 to 7,999 Btu/h |  | No |  |  |  | 12.1 | 10 | 381 | No |  |  |  | 2018-01-11 | 2017-01-01 | United States | ES_1123206_QHM06LX*#_01112018162119_1628839 | No
2369547 | Hisense | AW-10CR1RWGUE15 |  |  | 10000 | Window | No | None | 3. Without reverse cycle, with louvered sides, and 8,000 to 13,999 Btu/h |  | No |  |  |  | 12 | 10 | 625 | No |  |  |  | 2021-08-18 | 2021-08-25 | United States, Canada | ES_1115137_AW-10CR1RWGUE15_11162020021154_2714600 | No
2372408 | Hisense | AW-10CW1RWGUE10 |  |  | 10000 | Window | No | None | 3. Without reverse cycle, with louvered sides, and 8,000 to 13,999 Btu/h |  | No |  |  |  | 12 | 10 | 625 | No |  |  |  | 2021-08-18 | 2021-08-25 | United States, Canada | ES_1115137_AW-10CW1RWGUE10_012020210130696_3509240 | No
2366423 | Hisense | AW1221CW1W |  |  | 12000 | Window | No | None | 3. Without reverse cycle, with louvered sides, and 8,000 to 13,999 Btu/h |  | No |  |  |  | 12 | 10 | 750 | No |  |  |  | 2021-08-18 | 2021-08-25 | United States, Canada | ES_1115137_AW1221CW1W_09292020052546_7146644 | No
2369548 | Hisense | AW-12CR1RWGUE15 |  |  | 12000 | Window | No | None | 3. Without reverse cycle, with louvered sides, and 8,000 to 13,999 Btu/h |  | No |  |  |  | 12 | 10 | 750 | No |  |  |  | 2021-08-18 | 2021-08-25 | United States, Canada | ES_1115137_AW-12CR1RWGUE15_11162020021645_3005349 | No
2372409 | Hisense | AW-12CW1RWGUE10 |  |  | 12000 | Window | No | None | 3. Without reverse cycle, with louvered sides, and 8,000 to 13,999 Btu/h |  | No |  |  |  | 12 | 10 | 750 | No |  |  |  | 2021-08-18 | 2021-08-25 | United States, Canada | ES_1115137_AW-12CW1RWGUE10_01202021013378_6114909 | No
2366424 | Hisense | AW1521CW1W |  |  | 15000 | Window | No | None | 4. Without reverse cycle, with louvered sides, and 14,000 to 19,999 Btu/h |  | No |  |  |  | 11.8 | 10 | 953 | No |  |  |  | 2021-08-18 | 2021-08-25 | United States, Canada | ES_1115137_AW1521CW1W_09292020052654_7214108 | No
2378443 | Hisense | AW-15CR1RXFUE10 |  |  | 15000 | Window | No | None | 4. Without reverse cycle, with louvered sides, and 14,000 to 19,999 Btu/h |  | No |  |  |  | 11.8 | 10 | 953 | No |  |  |  | 2021-08-18 | 2021-08-25 | United States, Canada | ES_1115137_AW-15CR1RXFUE10_051420210348724_9285449 | No
2372410 | Hisense | AW-15CR1RXGUE10 |  |  | 15000 | Window | No | None | 4. Without reverse cycle, with louvered sides, and 14,000 to 19,999 Btu/h |  | No |  |  |  | 11.8 | 10 | 953 | No |  |  |  | 2021-08-18 | 2021-08-25 | United States, Canada | ES_1115137_AW-15CR1RXGUE10_012020210135724_8765792 | No
2371683 | Hisense | AW-15CW1RXGUE10 |  |  | 15000 | Window | No | None | 4. Without reverse cycle, with louvered sides, and 14,000 to 19,999 Btu/h |  | No |  |  |  | 11.8 | 10 | 953 | No |  |  |  | 2021-08-18 | 2021-08-25 | United States, Canada | ES_1115137_AW-15CW1RXGUE10_010420212105775_5435136 | No
2366494 | Hisense | AW1821CW3W |  |  | 18000 | Window | No | None | 4. Without reverse cycle, with louvered sides, and 14,000 to 19,999 Btu/h |  | No |  |  |  | 11.8 | 10 | 1144 | No |  |  |  | 2021-08-18 | 2021-08-25 | United States, Canada | ES_1115137_AW1821CW3W_09302020030704_5224586 | No
2371684 | Hisense | AW-18CW3RXGUE10 |  |  | 18000 | Window | No | None | 4. Without reverse cycle, with louvered sides, and 14,000 to 19,999 Btu/h |  | No |  |  |  | 11.8 | 10 | 1144 | No |  |  |  | 2021-08-18 | 2021-08-25 | United States, Canada | ES_1115137_AW-18CW3RXGUE10_010420212105918_9763840 | No
2371559 | Hisense | AW-25CW3RDFUE10 |  |  | 25000 | Window | No | None | 5a. Without reverse cycle, with louvered sides, and 20,000 to 27,999 Btu/h |  | No |  |  |  | 10.3 | 10 | 1820 | No |  |  |  | 2020-12-30 | 2020-12-31 | United States, Canada | ES_1115137_AW-25CW3RDFUE10_122920202139805_9605226 | No
2371558 | Hisense | AW-25CW3RDGUE10 |  |  | 25000 | Window | No | None | 5a. Without reverse cycle, with louvered sides, and 20,000 to 27,999 Btu/h |  | No |  |  |  | 10.3 | 10 | 1820 | No |  |  |  | 2020-12-30 | 2020-12-31 | United States, Canada | ES_1115137_AW-25CW3RDGUE10_122920202139786_8808811 | No
2369755 | Hisense | AW-06CR1RVGUE15 |  |  | 6000 | Window | No | None | 2. Without reverse cycle, with louvered sides, and 6,000 to 7,999 Btu/h |  | No |  |  |  | 12.1 | 10 | 372 | No |  |  |  | 2021-08-17 | 2021-08-17 | United States, Canada | ES_1115137_AW-06CR1RVGUE15_11202020121019_4219984 | No
2372406 | Hisense | AW-06CW1RVGUE10 |  |  | 6000 | Window | No | None | 2. Without reverse cycle, with louvered sides, and 6,000 to 7,999 Btu/h |  | No |  |  |  | 12.1 | 10 | 372 | No |  |  |  | 2021-08-18 | 2021-08-25 | United States, Canada | ES_1115137_AW-06CW1RVGUE10_012020210123463_2152342 | No
2366421 | Hisense | AW0821CW1W |  |  | 8000 | Window | No | None | 3. Without reverse cycle, with louvered sides, and 8,000 to 13,999 Btu/h |  | No |  |  |  | 12 | 10 | 500 | No |  |  |  | 2020-09-29 | 2020-09-29 | United States, Canada | ES_1115137_AW0821CW1W_09292020052351_7031101 | No
2372407 | Hisense | AW-08CR1RVGUE10 |  |  | 8000 | Window | No | None | 3. Without reverse cycle, with louvered sides, and 8,000 to 13,999 Btu/h |  | No |  |  |  | 12 | 10 | 500 | No |  |  |  | 2021-08-18 | 2021-08-25 | United States, Canada | ES_1115137_AW-08CR1RVGUE10_012020210128799_9565841 | No
2369545 | Hisense | AW-08CW1RVGUE10 |  |  | 8000 | Window | No | None | 3. Without reverse cycle, with louvered sides, and 8,000 to 13,999 Btu/h |  | No |  |  |  | 12 | 10 | 500 | No |  |  |  | 2021-08-18 | 2021-08-25 | United States, Canada | ES_1115137_AW-08CW1RVGUE10_11162020020124_2084785 | No
2366422 | Hisense | AW1021CW1W |  |  | 10000 | Window | No | None | 3. Without reverse cycle, with louvered sides, and 8,000 to 13,999 Btu/h |  | No |  |  |  | 12 | 10 | 625 | No |  |  |  | 2021-08-18 | 2021-08-25 | United States, Canada | ES_1115137_AW1021CW1W_09292020052502_7102210 | No
2352658 | hOme | HME030340N |  |  | 8000 | Window | No | None | 3. Without reverse cycle, with louvered sides, and 8,000 to 13,999 Btu/h |  | No |  |  |  | 12 | 10 | 500 | No |  |  |  | 2020-01-10 | 2020-01-07 | United States | ES_1139044_HME030340N_01082020021949_9989853 | No
2352657 | hOme | HME030341N |  |  | 10000 | Window | No | None | 3. Without reverse cycle, with louvered sides, and 8,000 to 13,999 Btu/h |  | No |  |  |  | 12 | 10 | 625 | No |  |  |  | 2021-01-26 | 2021-01-29 | United States, Canada | ES_1139044_HME030341N_01082020025204_1924313 | No
2352659 | hOme | HME030342N |  |  | 12000 | Window | No | None | 3. Without reverse cycle, with louvered sides, and 8,000 to 13,999 Btu/h |  | No |  |  |  | 12 | 10 | 750 | No |  |  |  | 2021-01-26 | 2021-01-29 | United States, Canada | ES_1139044_HME030342N_01082020051946_0786976 | No
2352660 | hOme | HME030343N |  |  | 15000 | Window | No | None | 4. Without reverse cycle, with louvered sides, and 14,000 to 19,999 Btu/h |  | No |  |  |  | 11.8 | 10 | 953 | No |  |  |  | 2022-03-03 | 2022-03-03 | United States, Canada | ES_1139044_HME030343N_01082020053926_1966536 | No
2371311 | hOme | HME030524N |  | 810049720490 | 6000 | Window | No | None | 2. Without reverse cycle, with louvered sides, and 6,000 to 7,999 Btu/h | No | No |  |  |  | 12.1 | 10 | 372 | No |  |  |  | 2020-12-01 | 2020-12-16 | United States, Canada | ES_1139044_HME030524N_12232020120515_80065050 | No
2371312 | hOme | HME030525N |  | 810049720506 | 8000 | Window | No | None | 3. Without reverse cycle, with louvered sides, and 8,000 to 13,999 Btu/h | No | No |  |  |  | 12 | 10 | 500 | No |  |  |  | 2020-12-01 | 2020-12-16 | United States, Canada | ES_1139044_HME030525N_12232020120515_80065050 | No
2371313 | hOme | HME030526N |  | 810049720513 | 10000 | Window | No | None | 3. Without reverse cycle, with louvered sides, and 8,000 to 13,999 Btu/h | No | No |  |  |  | 12 | 10 | 625 | No |  |  |  | 2020-12-01 | 2020-12-16 | United States, Canada | ES_1139044_HME030526N_12232020120515_80065050 | No
2371314 | hOme | HME030527N |  | 810049720520 | 12000 | Window | No | None | 3. Without reverse cycle, with louvered sides, and 8,000 to 13,999 Btu/h | No | No |  |  |  | 12 | 10 | 750 | No |  |  |  | 2020-12-01 | 2020-12-16 | United States, Canada | ES_1139044_HME030527N_12232020120515_80065050 | No
2394596 | Honeywell | HAC10 |  | 811691026664 | 10000 | Window | No | None | 3. Without reverse cycle, with louvered sides, and 8,000 to 13,999 Btu/h | No | No |  |  |  | 12 | 10 | 625 | No |  |  |  | 2022-04-07 | 2022-04-07 | United States, Canada | ES_1138537_HAC10_04112022061537_80119261 | No
2394597 | Honeywell | HAC10-B |  | 811691027258 | 10000 | Window | No | None | 3. Without reverse cycle, with louvered sides, and 8,000 to 13,999 Btu/h | No | No |  |  |  | 12 | 10 | 625 | No |  |  |  | 2022-04-07 | 2022-04-07 | United States, Canada | ES_1138537_HAC10-B_04112022061537_80119261 | No
2394598 | Honeywell | HAC12 |  | 811691026671 | 12000 | Window | No | None | 3. Without reverse cycle, with louvered sides, and 8,000 to 13,999 Btu/h | No | No |  |  |  | 12 | 10 | 750 | No |  |  |  | 2022-04-07 | 2022-04-07 | United States, Canada | ES_1138537_HAC12_04112022061537_80119261 | No
2394599 | Honeywell | HAC12-B |  | 811691027265 | 12000 | Window | No | None | 3. Without reverse cycle, with louvered sides, and 8,000 to 13,999 Btu/h | No | No |  |  |  | 12 | 10 | 750 | No |  |  |  | 2022-04-07 | 2022-04-07 | United States, Canada | ES_1138537_HAC12-B_04112022061537_80119261 | No
2394592 | Honeywell | HAC6 |  | 811691026640 | 6000 | Window | No | None | 2. Without reverse cycle, with louvered sides, and 6,000 to 7,999 Btu/h | No | No |  |  |  | 12.1 | 10 | 372 | No |  |  |  | 2022-04-07 | 2022-04-07 | United States, Canada | ES_1138537_HAC6_04112022061537_80119261 | No
2394593 | Honeywell | HAC6-B |  | 811691027234 | 6000 | Window | No | None | 2. Without reverse cycle, with louvered sides, and 6,000 to 7,999 Btu/h | No | No |  |  |  | 12.1 | 10 | 372 | No |  |  |  | 2022-04-07 | 2022-04-07 | United States, Canada | ES_1138537_HAC6-B_04112022061537_80119261 | No
2394594 | Honeywell | HAC8 |  | 811691026657 | 8000 | Window | No | None | 3. Without reverse cycle, with louvered sides, and 8,000 to 13,999 Btu/h | No | No |  |  |  | 12 | 10 | 500 | No |  |  |  | 2022-04-07 | 2022-04-07 | United States, Canada | ES_1138537_HAC8_04112022061537_80119261 | No
2394595 | Honeywell | HAC8-B |  | 811691027241 | 8000 | Window | No | None | 3. Without reverse cycle, with louvered sides, and 8,000 to 13,999 Btu/h | No | No |  |  |  | 12 | 10 | 500 | No |  |  |  | 2022-04-07 | 2022-04-07 | United States, Canada | ES_1138537_HAC8-B_04112022061537_80119261 | No
2263820 | IMPECCA | ITAC08-KS21 |  |  | 8000 | Through the Wall | No | None | 8a. Without reverse cycle, without louvered sides, and 8,000 to 10,999 Btu/h |  | No |  |  |  | 10.6 | 10 | 566 | No |  |  |  | 2016-04-01 | 2016-04-06 | United States, Canada | ES_1128884_ITAC08-KS21_04082016082408_3848684 | No
2452983 | IMPECCA | ITAC08-KS21-2 |  |  | 8300 | Through the Wall | No | None | 8a. Without reverse cycle, without louvered sides, and 8,000 to 10,999 Btu/h | No | No |  |  |  | 10.6 | 10 | 587 | No |  |  |  | 2023-03-29 | 2023-03-29 | United States, Canada | ES_1128884_ITAC08-KS21-24_04032023134301_80161614 | No
2263816 | IMPECCA | ITAC10-KSA21 |  |  | 10000 | Through the Wall | No | None | 8a. Without reverse cycle, without louvered sides, and 8,000 to 10,999 Btu/h |  | No |  |  |  | 10.6 | 10 | 708 | No |  |  |  | 2016-04-01 | 2016-04-06 | United States, Canada | ES_1128884_ITAC10-KSA21_04082016082433_3873065 | No
2263817 | IMPECCA | ITAC10-KSB21 |  |  | 10000 | Through the Wall | No | None | 8a. Without reverse cycle, without louvered sides, and 8,000 to 10,999 Btu/h |  | No |  |  |  | 10.6 | 10 | 708 | No |  |  |  | 2016-04-01 | 2016-04-06 | United States, Canada | ES_1128884_ITAC10-KSB21_04082016082450_3890016 | No
2452984 | IMPECCA | ITAC-10KSB21-2 |  |  | 10500 | Through the Wall | No | None | 8a. Without reverse cycle, without louvered sides, and 8,000 to 10,999 Btu/h | No | No |  |  |  | 10.6 | 10 | 743 | No |  |  |  | 2023-03-29 | 2023-03-29 | United States, Canada | ES_1128884_ITAC-10KSB21-24_04032023134301_80161614 | No
2263818 | IMPECCA | ITAC12-KSA21 |  |  | 12000 | Through the Wall | No | None | 8b. Without reverse cycle, without louvered sides, and 11,000 to 13,999 Btu/h |  | No |  |  |  | 10.5 | 11 | 857 | No |  |  |  | 2016-04-01 | 2016-04-06 | United States, Canada | ES_1128884_ITAC12-KSA21_04082016082516_3916844 | No
2452985 | IMPECCA | ITAC-12KSA21-2 |  |  | 12000 | Through the Wall | No | None | 8b. Without reverse cycle, without louvered sides, and 11,000 to 13,999 Btu/h | No | No |  |  |  | 10.5 | 11 | 857 | No |  |  |  | 2023-03-29 | 2023-03-29 | United States, Canada | ES_1128884_ITAC-12KSA21-24_04032023134301_80161614 | No
2263819 | IMPECCA | ITAC12-KSB21 |  |  | 12000 | Through the Wall | No | None | 8b. Without reverse cycle, without louvered sides, and 11,000 to 13,999 Btu/h |  | No |  |  |  | 10.5 | 11 | 857 | No |  |  |  | 2016-04-01 | 2016-04-06 | United States, Canada | ES_1128884_ITAC12-KSB21_04082016082534_3934309 | No
2452986 | IMPECCA | ITAC-12KSB21-2 |  |  | 12000 | Through the Wall | No | None | 8b. Without reverse cycle, without louvered sides, and 11,000 to 13,999 Btu/h | No | No |  |  |  | 10.5 | 11 | 857 | No |  |  |  | 2023-03-29 | 2023-03-29 | United States, Canada | ES_1128884_ITAC-12KSB21-24_04032023134301_80161614 | No
2293298 | IMPECCA | IWA06-KS30 |  |  | 6000 | Window | No | None | 2. Without reverse cycle, with louvered sides, and 6,000 to 7,999 Btu/h |  | No |  |  |  | 12.1 | 10 | 372 | No |  |  |  | 2017-03-27 | 2017-03-27 | United States, Canada | ES_1128884_IWA06-KS30_03292017070511_1111516 | No
2338127 | IMPECCA | IWA06-KS30 |  |  | 6000 | Window | No | None | 2. Without reverse cycle, with louvered sides, and 6,000 to 7,999 Btu/h | No | No |  |  |  | 12.1 | 10 | 372 | No |  |  |  | 2019-05-01 | 2019-03-07 | United States, Canada | ES_1128884_IWA06-KS30_05052019113843_80001661 | No
2383411 | IMPECCA | IWA08-AQ22 |  | 810941028151 | 8000 | Window | No | None | 3. Without reverse cycle, with louvered sides, and 8,000 to 13,999 Btu/h | No | No |  |  |  | 12 | 10 | 500 | No |  |  |  | 2021-08-01 | 2021-08-10 | United States, Canada | ES_1128884_IWA08-AQ22_08132021020111_5550000_ | No
2293309 | IMPECCA | IWA08-KS30 |  |  | 8000 | Window | No | None | 3. Without reverse cycle, with louvered sides, and 8,000 to 13,999 Btu/h |  | No |  |  |  | 12 | 10 | 500 | No |  |  |  | 2017-03-27 | 2017-03-27 | United States, Canada | ES_1128884_IWA08-KS30_03292017070525_1125720 | No
2338128 | IMPECCA | IWA08-KS30 |  |  | 8000 | Window | No | None | 3. Without reverse cycle, with louvered sides, and 8,000 to 13,999 Btu/h | No | No |  |  |  | 12 | 10 | 500 | No |  |  |  | 2019-05-01 | 2019-03-07 | United States, Canada | ES_1128884_IWA08-KS30_05052019113843_80001661 | No
2293306 | IMPECCA | IWA10-KS30 |  |  | 10000 | Window | No | None | 3. Without reverse cycle, with louvered sides, and 8,000 to 13,999 Btu/h |  | No |  |  |  | 12 | 10 | 625 | No |  |  |  | 2017-03-27 | 2017-03-27 | United States, Canada | ES_1128884_IWA10-KS30_03292017070540_1140311 | No
2338129 | IMPECCA | IWA10-KS30 |  |  | 10000 | Window | No | None | 3. Without reverse cycle, with louvered sides, and 8,000 to 13,999 Btu/h | No | No |  |  |  | 12 | 10 | 625 | No |  |  |  | 2019-05-01 | 2019-03-07 | United States, Canada | ES_1128884_IWA10-KS30_05052019113843_80001661 | No
2293303 | IMPECCA | IWA12-KS30 |  |  | 12000 | Window | No | None | 3. Without reverse cycle, with louvered sides, and 8,000 to 13,999 Btu/h |  | No |  |  |  | 12 | 10 | 750 | No |  |  |  | 2017-03-27 | 2017-03-27 | United States, Canada | ES_1128884_IWA12-KS30_03292017070555_1155732 | No
2338130 | IMPECCA | IWA12-KS30 |  |  | 12000 | Window | No | None | 3. Without reverse cycle, with louvered sides, and 8,000 to 13,999 Btu/h | No | No |  |  |  | 12 | 10 | 750 | No |  |  |  | 2019-05-01 | 2019-03-07 | United States, Canada | ES_1128884_IWA12-KS30_05052019113843_80001661 | No
2266587 | IMPECCA | IWA12-QS30 |  |  | 12050 | Window | No | None | 3. Without reverse cycle, with louvered sides, and 8,000 to 13,999 Btu/h |  | No |  |  |  | 12 | 10 | 753 | No |  |  |  | 2019-01-01 | 2016-05-05 | United States, Canada | ES_1128884_IWA12-QS30_05092016122100_6460453 | No
2293301 | IMPECCA | IWA15-KS30 |  |  | 15000 | Window | No | None | 4. Without reverse cycle, with louvered sides, and 14,000 to 19,999 Btu/h |  | No |  |  |  | 11.8 | 10 | 953 | No |  |  |  | 2017-03-27 | 2017-03-27 | United States, Canada | ES_1128884_IWA15-KS30_03292017070617_1177832 | No
2338131 | IMPECCA | IWA15-KS30 |  |  | 15100 | Window | No | None | 4. Without reverse cycle, with louvered sides, and 14,000 to 19,999 Btu/h | No | No |  |  |  | 11.8 | 10 | 960 | No |  |  |  | 2019-05-01 | 2019-03-07 | United States, Canada | ES_1128884_IWA15-KS30_05052019113843_80001661 | No
2293300 | IMPECCA | IWA18-KS30 |  |  | 18000 | Window | No | None | 4. Without reverse cycle, with louvered sides, and 14,000 to 19,999 Btu/h |  | No |  |  |  | 11.8 | 10 | 1144 | No |  |  |  | 2017-03-27 | 2019-05-31 | United States, Canada | ES_1128884_IWA18-KS30_03292017070633_1193904 | No
2293299 | IMPECCA | IWA25-KS30 |  |  | 25000 | Window | No | None | 5a. Without reverse cycle, with louvered sides, and 20,000 to 27,999 Btu/h |  | No |  |  |  | 10.3 | 10 | 1820 | No |  |  |  | 2019-05-31 | 2019-05-31 | United States, Canada | ES_1128884_IWA25-KS30_03292017070647_1207031 | No
2333936 | Insignia | NS-AC12WWH0 |  |  | 12000 | Window | No | None | 3. Without reverse cycle, with louvered sides, and 8,000 to 13,999 Btu/h |  | No |  |  |  | 12 | 10 | 750 | No |  |  |  | 2019-01-10 | 2019-01-10 | United States | ES_1059185_NS-AC12WWH0_01112019022358_3438803 | No
2333937 | Insignia | NS-AC12WWH0-C |  | 600603248146 | 12000 | Window | No | None | 3. Without reverse cycle, with louvered sides, and 8,000 to 13,999 Btu/h |  | No |  |  |  | 12 | 10 | 750 | No |  |  |  | 2022-02-17 | 2022-03-01 | Canada | ES_1059185_NS-AC12WWH0-C_01112019022407_3447742 | No
2333833 | Insignia | NS-AC6WWH0 |  |  | 6000 | Window | No | None | 2. Without reverse cycle, with louvered sides, and 6,000 to 7,999 Btu/h |  | No |  |  |  | 12.1 | 10 | 372 | No |  |  |  | 2019-01-10 | 2019-01-10 | United States | ES_1059185_NS-AC6WWH0_01112019021136_2696061 | No
2333834 | Insignia | NS-AC6WWH0-C |  |  | 6000 | Window | No | None | 2. Without reverse cycle, with louvered sides, and 6,000 to 7,999 Btu/h |  | No |  |  |  | 12.1 | 10 | 372 | No |  |  |  | 2019-01-10 | 2019-01-10 | Canada | ES_1059185_NS-AC6WWH0-C_01112019021147_2707809 | No
2376466 | KANIONco | KW-05R32CSL |  |  | 5000 | Window | No | None | 1. Without reverse cycle, with louvered sides, and less than 6,000 Btu/h | No | No |  |  |  | 12.1 | 10 | 310 | No |  |  |  | 2021-04-21 | 2021-04-21 | United States, Canada | ES_1142444_KW-05R32CSL_04282021102119_80075825 | No
2376467 | KANIONco | KW-06R32CSL |  |  | 6000 | Window | No | None | 2. Without reverse cycle, with louvered sides, and 6,000 to 7,999 Btu/h | No | No |  |  |  | 12.1 | 10 | 372 | No |  |  |  | 2021-04-21 | 2021-04-21 | United States, Canada | ES_1142444_KW-06R32CSL_04282021102119_80075825 | No
2376468 | KANIONco | KW-10R32CSL |  |  | 10000 | Window | No | None | 3. Without reverse cycle, with louvered sides, and 8,000 to 13,999 Btu/h | No | No |  |  |  | 12 | 10 | 625 | No |  |  |  | 2021-04-21 | 2021-04-21 | United States, Canada | ES_1142444_KW-10R32CSL_04282021102119_80075825 | No
2376469 | KANIONco | KW-12R32CSL |  |  | 12000 | Window | No | None | 3. Without reverse cycle, with louvered sides, and 8,000 to 13,999 Btu/h | No | No |  |  |  | 12 | 10 | 750 | No |  |  |  | 2021-04-21 | 2021-04-21 | United States, Canada | ES_1142444_KW-12R32CSL_04282021102119_80075825 | No
2376464 | KANIONco | KW-18R32CS |  |  | 18000 | Window | No | None | 4. Without reverse cycle, with louvered sides, and 14,000 to 19,999 Btu/h | No | No |  |  |  | 11.8 | 10 | 1144 | No |  |  |  | 2021-04-21 | 2021-04-21 | United States, Canada | ES_1142444_KW-18R32CS_04282021102119_80075825 | No
2376465 | KANIONco | KW-25R32CS |  |  | 25000 | Window | No | None | 5a. Without reverse cycle, with louvered sides, and 20,000 to 27,999 Btu/h | No | No |  |  |  | 10.3 | 10 | 1820 | No |  |  |  | 2021-04-21 | 2021-04-21 | United States, Canada | ES_1142444_KW-25R32CS_04282021102119_80075825 | No
2257607 | Kenmore | 861.1006 |  |  | 6000 | Window | No | None | 2. Without reverse cycle, with louvered sides, and 6,000 to 7,999 Btu/h |  | No |  |  |  | 12.1 | 10 | 372 | No |  |  |  | 2016-02-01 | 2016-02-01 | United States, Canada | ES_15649_861.10057_02022016030033_2033313 | No
2257606 | Kenmore | 861.1006 |  |  | 8000 | Window | No | None | 3. Without reverse cycle, with louvered sides, and 8,000 to 13,999 Btu/h |  | No |  |  |  | 12 | 10 | 500 | No |  |  |  | 2016-02-01 | 2016-02-01 | United States, Canada | ES_15649_861.10058_02022016030311_2191561 | No
2257604 | Kenmore | 861.1006 |  |  | 12000 | Window | No | None | 3. Without reverse cycle, with louvered sides, and 8,000 to 13,999 Btu/h |  | No |  |  |  | 12 | 10 | 750 | No |  |  |  | 2016-02-01 | 2016-02-01 | United States, Canada | ES_15649_861.10059_02022016030347_2227663 | No
2257605 | Kenmore | 861.1006 |  |  | 10000 | Window | No | None | 3. Without reverse cycle, with louvered sides, and 8,000 to 13,999 Btu/h |  | No |  |  |  | 12 | 10 | 625 | No |  |  |  | 2016-02-01 | 2016-02-01 | United States, Canada | ES_15649_861.10063_02022016030913_2553684 | No
2263997 | Keystone | KSTAT08-1C |  |  | 8000 | Through the Wall | No | None | 8a. Without reverse cycle, without louvered sides, and 8,000 to 10,999 Btu/h |  | No |  |  |  | 10.6 | 10 | 566 | No |  |  |  | 2016-04-10 | 2016-04-12 | United States, Canada | ES_1055302_KSTAT08-1C_04132016123938_1178536 | No
2406618 | Keystone | KSTAT08-1D |  |  | 8300 | Through the Wall | No | None | 8a. Without reverse cycle, without louvered sides, and 8,000 to 10,999 Btu/h | No | No |  |  |  | 10.6 | 10 | 587 | No |  |  |  | 2023-01-10 | 2023-01-10 | United States, Canada | ES_1055302_KSTAT08-1D_01102023050724_80153670 | No
2264001 | Keystone | KSTAT10-1CÂ |  |  | 10000 | Through the Wall | No | None | 8a. Without reverse cycle, without louvered sides, and 8,000 to 10,999 Btu/h |  | No |  |  |  | 10.6 | 10 | 708 | No |  |  |  | 2016-04-10 | 2016-04-12 | United States, Canada | ES_1055302_KSTAT10-1CÂ _04132016123958_1198715 | No
2406619 | Keystone | KSTAT10-1D |  |  | 10000 | Through the Wall | No | None | 8a. Without reverse cycle, without louvered sides, and 8,000 to 10,999 Btu/h | No | No |  |  |  | 10.6 | 10 | 708 | No |  |  |  | 2023-01-10 | 2023-01-10 | United States, Canada | ES_1055302_KSTAT10-1D_01102023050724_80153670 | No
2263989 | Keystone | KSTAT10-2C |  |  | 10000 | Through the Wall | No | None | 8a. Without reverse cycle, without louvered sides, and 8,000 to 10,999 Btu/h |  | No |  |  |  | 10.6 | 10 | 708 | No |  |  |  | 2016-04-10 | 2016-04-12 | United States, Canada | ES_1055302_KSTAT10-2C_04132016124012_1212702 | No
2406620 | Keystone | KSTAT10-2D |  |  | 10500 | Through the Wall | No | None | 8a. Without reverse cycle, without louvered sides, and 8,000 to 10,999 Btu/h | No | No |  |  |  | 10.6 | 10 | 743 | No |  |  |  | 2023-01-10 | 2023-01-10 | United States, Canada | ES_1055302_KSTAT10-2D_01102023050724_80153670 | No
2263990 | Keystone | KSTAT12-1C |  |  | 12000 | Through the Wall | No | None | 8b. Without reverse cycle, without louvered sides, and 11,000 to 13,999 Btu/h |  | No |  |  |  | 10.5 | 11 | 857 | No |  |  |  | 2016-04-10 | 2016-04-12 | United States, Canada | ES_1055302_KSTAT12-1C_04132016124026_1226357 | No
2406621 | Keystone | KSTAT12-1D |  |  | 12000 | Through the Wall | No | None | 8b. Without reverse cycle, without louvered sides, and 11,000 to 13,999 Btu/h | No | No |  |  |  | 10.5 | 11 | 857 | No |  |  |  | 2023-01-10 | 2023-01-10 | United States, Canada | ES_1055302_KSTAT12-1D_01102023050724_80153670 | No
2263991 | Keystone | KSTAT12-2C |  |  | 12000 | Through the Wall | No | None | 8b. Without reverse cycle, without louvered sides, and 11,000 to 13,999 Btu/h |  | No |  |  |  | 10.5 | 11 | 857 | No |  |  |  | 2016-04-10 | 2016-04-12 | United States, Canada | ES_1055302_KSTAT12-2C_04132016124038_1238787 | No
2406622 | Keystone | KSTAT12-2D |  |  | 12000 | Through the Wall | No | None | 8b. Without reverse cycle, without louvered sides, and 11,000 to 13,999 Btu/h | No | No |  |  |  | 10.5 | 11 | 857 | No |  |  |  | 2023-01-10 | 2023-01-10 | United States, Canada | ES_1055302_KSTAT12-2D_01102023050724_80153670 | No
2263998 | Keystone | KSTAW05C |  |  | 5000 | Window | No | None | 1. Without reverse cycle, with louvered sides, and less than 6,000 Btu/h |  | No |  |  |  | 12.1 | 10 | 310 | No |  |  |  | 2016-04-10 | 2016-04-12 | United States, Canada | ES_1055302_KSTAW05C_04132016124053_1253663 | No
2338133 | Keystone | KSTAW05CE |  |  | 5000 | Window | No | None | 1. Without reverse cycle, with louvered sides, and less than 6,000 Btu/h | No | No |  |  |  | 12.1 | 10 | 310 | No |  |  |  | 2019-05-01 | 2018-11-08 | United States, Canada | ES_1055302_KSTAW05CE_05052019113843_80001661 | No
2263999 | Keystone | KSTAW06CÂ |  |  | 6000 | Window | No | None | 2. Without reverse cycle, with louvered sides, and 6,000 to 7,999 Btu/h |  | No |  |  |  | 12.1 | 10 | 372 | No |  |  |  | 2016-04-10 | 2016-04-12 | United States, Canada | ES_1055302_KSTAW06CÂ _04132016124107_1267478 | No
2301056 | Keystone | KSTAW08C |  |  | 8000 | Window | No | None | 3. Without reverse cycle, with louvered sides, and 8,000 to 13,999 Btu/h |  | No |  |  |  | 12 | 10 | 500 | No |  |  |  | 2017-08-01 | 2017-08-01 | United States | ES_1055302_KSTAW08C_08012017100106_1666660 | No
2338135 | Keystone | KSTAW08CE |  |  | 8000 | Window | No | None | 3. Without reverse cycle, with louvered sides, and 8,000 to 13,999 Btu/h | No | No |  |  |  | 12 | 10 | 500 | No |  |  |  | 2019-05-01 | 2019-03-07 | United States, Canada | ES_1055302_KSTAW08CE_05052019113843_80001661 | No
2301055 | Keystone | KSTAW10C |  |  | 10000 | Window | No | None | 3. Without reverse cycle, with louvered sides, and 8,000 to 13,999 Btu/h |  | No |  |  |  | 12 | 10 | 625 | No |  |  |  | 2017-08-01 | 2017-08-01 | United States | ES_1055302_KSTAW10C_08012017100041_1641041 | No
2338136 | Keystone | KSTAW10CE |  |  | 10000 | Window | No | None | 3. Without reverse cycle, with louvered sides, and 8,000 to 13,999 Btu/h | No | No |  |  |  | 12 | 10 | 625 | No |  |  |  | 2019-05-01 | 2019-03-07 | United States, Canada | ES_1055302_KSTAW10CE_05052019113843_80001661 | No
2264000 | Keystone | KSTAW12C |  |  | 12000 | Window | No | None | 3. Without reverse cycle, with louvered sides, and 8,000 to 13,999 Btu/h |  | No |  |  |  | 12 | 10 | 750 | No |  |  |  | 2016-04-10 | 2016-04-12 | United States, Canada | ES_1055302_KSTAW12C_04132016124120_1280958 | No
2338137 | Keystone | KSTAW12CE |  |  | 12000 | Window | No | None | 3. Without reverse cycle, with louvered sides, and 8,000 to 13,999 Btu/h | No | No |  |  |  | 12 | 10 | 750 | No |  |  |  | 2019-05-01 | 2019-03-07 | United States, Canada | ES_1055302_KSTAW12CE_05052019113843_80001661 | No
2338138 | Keystone | KSTAW15CE |  |  | 15100 | Window | No | None | 4. Without reverse cycle, with louvered sides, and 14,000 to 19,999 Btu/h | No | No |  |  |  | 12.1 | 13 | 936 | No |  |  |  | 2019-05-01 | 2019-03-07 | United States, Canada | ES_1055302_KSTAW15CE_05052019113843_80001661 | No
2332151 | Keystone | KSTAW18C |  |  | 18000 | Window | No | None | 4. Without reverse cycle, with louvered sides, and 14,000 to 19,999 Btu/h |  | No |  |  |  | 11.8 | 10 | 1144 | No |  |  |  | 2018-12-27 | 2018-12-28 | United States, Canada | ES_1055302_KSTAW18C_12282018025811_5891283 | No
2376010 | Keystone | KSTAW18C |  |  | 18000 | Window | No | None | 4. Without reverse cycle, with louvered sides, and 14,000 to 19,999 Btu/h | No | No |  |  |  | 11.8 | 10 | 1144 | No |  |  |  | 2021-04-12 | 2021-04-12 | United States, Canada | ES_1055302_KSTAW18C_04122021041635_80075822 | No
2332153 | Keystone | KSTAW25C |  |  | 25000 | Window | No | None | 5a. Without reverse cycle, with louvered sides, and 20,000 to 27,999 Btu/h |  | No |  |  |  | 10.3 | 10 | 1820 | No |  |  |  | 2018-12-27 | 2018-12-28 | United States, Canada | ES_1055302_KSTAW25C_12282018025854_5934459 | No
2376011 | Keystone | KSTAW25C |  |  | 25000 | Window | No | None | 5a. Without reverse cycle, with louvered sides, and 20,000 to 27,999 Btu/h | No | No |  |  |  | 10.3 | 10 | 1820 | No |  |  |  | 2021-04-12 | 2021-04-12 | United States, Canada | ES_1055302_KSTAW25C_04122021041635_80075822 | No
2372149 | Kinghome | KHW18BTE |  |  | 18000 | Window | No | None | 4. Without reverse cycle, with louvered sides, and 14,000 to 19,999 Btu/h | No | No |  |  |  | 11.8 | 10 | 1144 | No |  |  |  | 2021-01-15 | 2021-01-13 | United States, Canada | ES_1105164_KHW18BTE_011820210049152_7662995 | No
2372150 | Kinghome | KHW25BTE |  |  | 25000 | Window | No | None | 5a. Without reverse cycle, with louvered sides, and 20,000 to 27,999 Btu/h | No | No |  |  |  | 10.3 | 10 | 1820 | No |  |  |  | 2021-01-15 | 2021-01-13 | United States, Canada | ES_1105164_KHW25BTE_011820210049309_2823121 | No
2263350 | Koldfront | WAC10002WCO |  |  | 10000 | Window | No | None | 3. Without reverse cycle, with louvered sides, and 8,000 to 13,999 Btu/h |  | No |  |  |  | 12 | 10 | 625 | No |  |  |  | 2016-03-25 | 2016-03-27 | United States, Canada | ES_1074063_WAC10002WCO_03282016073517_0517950 | No
2329585 | Koldfront | WAC10003WCO |  | 846844012362 | 10000 | Window | No | None | 3. Without reverse cycle, with louvered sides, and 8,000 to 13,999 Btu/h | No | No |  |  |  | 12 | 10 | 625 | No |  |  |  | 2018-11-01 | 2018-11-08 | United States, Canada | ES_1074063_WAC10003WCO_11072018110307_70204436 | No
2263352 | Koldfront | WAC12002WCO |  |  | 12000 | Window | No | None | 3. Without reverse cycle, with louvered sides, and 8,000 to 13,999 Btu/h |  | No |  |  |  | 12 | 10 | 750 | No |  |  |  | 2016-03-25 | 2016-03-27 | United States, Canada | ES_1074063_WAC12002WCO_03282016073529_0529071 | No
2329586 | Koldfront | WAC12003WCO |  | 846844012379 | 12000 | Window | No | None | 3. Without reverse cycle, with louvered sides, and 8,000 to 13,999 Btu/h | No | No |  |  |  | 12 | 10 | 750 | No |  |  |  | 2018-11-01 | 2018-11-08 | United States, Canada | ES_1074063_WAC12003WCO_11072018110307_70204436 | No
2355708 | Koldfront | WAC15003WCO |  |  | 15100 | Window | No | None | 4. Without reverse cycle, with louvered sides, and 14,000 to 19,999 Btu/h | No | No |  |  |  | 11.8 | 10 | 960 | No |  |  |  | 2019-12-27 | 2019-12-27 | United States, Canada | ES_1074063_WAC15003WCO_03042020011021_80024169 | No
2353769 | Koldfront | WAC18002WCO |  |  | 18000 | Window | No | None | 4. Without reverse cycle, with louvered sides, and 14,000 to 19,999 Btu/h |  | No |  |  |  | 11.8 | 10 | 1144 | No |  |  |  | 2020-01-07 | 2020-01-17 | United States | ES_1074063_WAC18002WCO_01172020064427_3467377 | No
2353768 | Koldfront | WAC25002WCO |  |  | 25000 | Window | No | None | 5a. Without reverse cycle, with louvered sides, and 20,000 to 27,999 Btu/h |  | No |  |  |  | 10.3 | 10 | 1820 | No |  |  |  | 2020-01-07 | 2020-01-17 | United States | ES_1074063_WAC25002WCO_01172020064435_3475018 | No
2263351 | Koldfront | WAC8002WCO |  |  | 8000 | Window | No | None | 3. Without reverse cycle, with louvered sides, and 8,000 to 13,999 Btu/h |  | No |  |  |  | 12 | 10 | 500 | No |  |  |  | 2016-03-25 | 2016-03-27 | United States, Canada | ES_1074063_WAC8002WCO_03282016073541_0541222 | No
2329584 | Koldfront | WAC8003WCO |  | 846844012355 | 8000 | Window | No | None | 3. Without reverse cycle, with louvered sides, and 8,000 to 13,999 Btu/h | No | No |  |  |  | 12 | 10 | 500 | No |  |  |  | 2018-11-01 | 2018-11-08 | United States, Canada | ES_1074063_WAC8003WCO_11072018110307_70204436 | No
2355707 | Koldfront | WAC8013QWCO |  |  | 8000 | Window | No | None | 3. Without reverse cycle, with louvered sides, and 8,000 to 13,999 Btu/h | No | No |  |  |  | 12 | 10 | 500 | No |  |  |  | 2019-12-27 | 2019-12-27 | United States, Canada | ES_1074063_WAC8013QWCO_03042020011021_80024169 | No
2290131 | Koldfront | WTC10002WCO115V |  | 846844011808 | 10000 | Through the Wall | No | None | 8a. Without reverse cycle, without louvered sides, and 8,000 to 10,999 Btu/h |  | No |  |  |  | 10.6 | 10 | 708 | No |  |  |  | 2017-02-03 | 2017-02-03 | United States, Canada | ES_1074063_WTC10002WCO115V_02072017071641_1801193 | No
2290130 | Koldfront | WTC10012WCO230V |  | 846844011815 | 10000 | Through the Wall | No | None | 8a. Without reverse cycle, without louvered sides, and 8,000 to 10,999 Btu/h |  | No |  |  |  | 10.6 | 10 | 708 | No |  |  |  | 2017-02-03 | 2017-02-03 | United States, Canada | ES_1074063_WTC10012WCO230V_02072017071653_1813505 | No
2290134 | Koldfront | WTC12002WCO115V |  | 846844011822 | 12000 | Through the Wall | No | None | 8b. Without reverse cycle, without louvered sides, and 11,000 to 13,999 Btu/h |  | No |  |  |  | 10.5 | 11 | 857 | No |  |  |  | 2017-02-03 | 2017-02-03 | United States, Canada | ES_1074063_WTC12002WCO115V_02072017071704_1824736 | No
2290133 | Koldfront | WTC12012WCO230V |  | 846844011839 | 12000 | Through the Wall | No | None | 8b. Without reverse cycle, without louvered sides, and 11,000 to 13,999 Btu/h |  | No |  |  |  | 10.5 | 11 | 857 | No |  |  |  | 2017-02-03 | 2017-02-03 | United States, Canada | ES_1074063_WTC12012WCO230V_02072017071716_1836842 | No
2329129 | Koldfront | WTC8002WCO |  | 846844011792 | 8300 | Through the Wall | No | None | 8a. Without reverse cycle, without louvered sides, and 8,000 to 10,999 Btu/h | No | No |  |  |  | 10.6 | 10 | 587 | No |  |  |  | 2018-09-01 | 2018-11-05 | United States | ES_1074063_WTC8002WCO_11052018063554_9754819 | No
2290129 | Kool King | KWDUK-08CRN1-BCL0 |  |  | 8000 | Window | No | None | 3. Without reverse cycle, with louvered sides, and 8,000 to 13,999 Btu/h |  | No |  |  |  | 12 | 10 | 500 | No |  |  |  | 2017-02-06 | 2017-02-06 | United States, Canada | ES_1138537_KWDUK-08CRN1-BCL0_02072017071618_1778045 | No
2328400 | Koolking | KWH051CE1A |  |  | 5000 | Window | No | None | 1. Without reverse cycle, with louvered sides, and less than 6,000 Btu/h | No | No |  |  |  | 12.1 | 10 | 310 | No |  |  |  | 2018-10-25 | 2018-10-18 | United States, Canada | ES_1138537_KWH051CE1A_10232018042456_70202380 | No
2328401 | Koolking | KWH061CE1A |  |  | 6000 | Window | No | None | 2. Without reverse cycle, with louvered sides, and 6,000 to 7,999 Btu/h | No | No |  |  |  | 12.1 | 10 | 372 | No |  |  |  | 2018-10-25 | 2018-09-30 | United States, Canada | ES_1138537_KWH061CE1A_10232018042456_70202380 | No
2328402 | Koolking | KWH081CE1A |  |  | 8000 | Window | No | None | 3. Without reverse cycle, with louvered sides, and 8,000 to 13,999 Btu/h | No | No |  |  |  | 12 | 10 | 500 | No |  |  |  | 2018-10-25 | 2018-09-30 | United States, Canada | ES_1138537_KWH081CE1A_10232018042456_70202380 | No
2328403 | Koolking | KWH101CE1A |  |  | 10000 | Window | No | None | 3. Without reverse cycle, with louvered sides, and 8,000 to 13,999 Btu/h | No | No |  |  |  | 12 | 10 | 625 | No |  |  |  | 2018-10-25 | 2018-09-30 | United States, Canada | ES_1138537_KWH101CE1A_10232018042456_70202380 | No
2328404 | Koolking | KWH121CE1A |  |  | 12000 | Window | No | None | 3. Without reverse cycle, with louvered sides, and 8,000 to 13,999 Btu/h | No | No |  |  |  | 12 | 10 | 750 | No |  |  |  | 2018-10-25 | 2018-09-30 | United States, Canada | ES_1138537_KWH121CE1A_10232018042456_70202380 | No
2328405 | Koolking | KWH151CE1A |  |  | 15100 | Window | No | None | 4. Without reverse cycle, with louvered sides, and 14,000 to 19,999 Btu/h | No | No |  |  |  | 11.8 | 10 | 960 | No |  |  |  | 2018-10-25 | 2018-09-30 | United States, Canada | ES_1138537_KWH151CE1A_10232018042456_70202380 | No
2255503 | Koolking | MWECK-05CRN1-BCL1 |  |  | 5000 | Window | No | None | 1. Without reverse cycle, with louvered sides, and less than 6,000 Btu/h |  | No |  |  |  | 12.1 | 10 | 310 | No |  |  |  | 2015-12-15 | 2015-12-23 | United States, Canada | ES_1030337_MWECK-05CRN1-BCL1_12242015073416_2456049 | No
2255504 | Koolking | MWECK-06CRN1-BCL1 |  |  | 6000 | Window | No | None | 2. Without reverse cycle, with louvered sides, and 6,000 to 7,999 Btu/h |  | No |  |  |  | 12.1 | 10 | 372 | No |  |  |  | 2015-12-15 | 2015-12-23 | United States, Canada | ES_1030337_MWECK-06CRN1-BCL1_12242015073427_2467015 | No
2255505 | Koolking | MWECK-08CRN1-BCL0 |  |  | 8000 | Window | No | None | 3. Without reverse cycle, with louvered sides, and 8,000 to 13,999 Btu/h |  | No |  |  |  | 12 | 10 | 500 | No |  |  |  | 2015-12-15 | 2015-12-23 | United States, Canada | ES_1030337_MWECK-08CRN1-BCL0_12242015073439_2479905 | No
2255506 | Koolking | MWECK-10CRN1-BCL0 |  |  | 10000 | Window | No | None | 3. Without reverse cycle, with louvered sides, and 8,000 to 13,999 Btu/h |  | No |  |  |  | 12 | 10 | 625 | No |  |  |  | 2015-12-15 | 2015-12-23 | United States, Canada | ES_1030337_MWECK-10CRN1-BCL0_12242015073453_2493933 | No
2255507 | Koolking | MWECK-12CRN1-BCL0 |  |  | 12000 | Window | No | None | 3. Without reverse cycle, with louvered sides, and 8,000 to 13,999 Btu/h |  | No |  |  |  | 12 | 10 | 750 | No |  |  |  | 2015-12-15 | 2015-12-23 | United States, Canada | ES_1030337_MWECK-12CRN1-BCL0_12242015073507_2507239 | No
2255508 | Koolking | MWECK-15CRN1-BCK8 |  |  | 15100 | Window | No | None | 4. Without reverse cycle, with louvered sides, and 14,000 to 19,999 Btu/h |  | No |  |  |  | 11.8 | 10 | 960 | No |  |  |  | 2015-12-15 | 2015-12-23 | United States, Canada | ES_1030337_MWECK-15CRN1-BCK8_12242015073520_2520408 | No
2255509 | Koolking | MWECK-18CRN1-MCK8 |  |  | 18000 | Window | No | None | 4. Without reverse cycle, with louvered sides, and 14,000 to 19,999 Btu/h |  | No |  |  |  | 11.8 | 10 | 1144 | No |  |  |  | 2015-12-15 | 2015-12-23 | United States, Canada | ES_1030337_MWECK-18CRN1-MCK8_12242015073535_2535101 | No
2374515 | Koolking | MWECK-18CRN1-MCK8 |  | 813084024196 | 18000 | Window | No | None | 4. Without reverse cycle, with louvered sides, and 14,000 to 19,999 Btu/h | No | No |  |  |  | 11.8 | 10 | 1144 | No |  |  |  | 2021-03-02 | 2021-03-02 | United States, Canada | ES_1138537_MWECK-18CRN1-MCK8_03022021115854_80073560 | No
2255510 | Koolking | MWECK-25CRN1-MCJ3 |  |  | 25000 | Window | No | None | 5a. Without reverse cycle, with louvered sides, and 20,000 to 27,999 Btu/h |  | No |  |  |  | 10.3 | 10 | 1820 | No |  |  |  | 2015-12-15 | 2015-12-23 | United States, Canada | ES_1030337_MWECK-25CRN1-MCJ3_12242015073552_2552299 | No
2374516 | Koolking | MWECK-25CRN1-MCJ3 |  | 813084024202 | 25000 | Window | No | None | 5a. Without reverse cycle, with louvered sides, and 20,000 to 27,999 Btu/h | No | No |  |  |  | 10.3 | 10 | 1820 | No |  |  |  | 2021-03-02 | 2021-03-02 | United States, Canada | ES_1138537_MWECK-25CRN1-MCJ3_03022021115854_80073560 | No
2255511 | Koolking | MWECW2-10CRN1-BCJ6 |  |  | 10000 | Through the Wall | No | None | 8a. Without reverse cycle, without louvered sides, and 8,000 to 10,999 Btu/h |  | No |  |  |  | 10.6 | 10 | 708 | No |  |  |  | 2015-12-15 | 2015-12-23 | United States, Canada | ES_1030337_MWECW2-10CRN1-BCJ6_12242015073603_2563599 | No
2255497 | Koolking | MWECW2-12CRN1-BCJ5 |  |  | 12000 | Through the Wall | No | None | 8b. Without reverse cycle, without louvered sides, and 11,000 to 13,999 Btu/h |  | No |  |  |  | 10.5 | 11 | 857 | No |  |  |  | 2015-12-15 | 2015-12-23 | United States, Canada | ES_1030337_MWECW2-12CRN1-BCJ5_12242015073616_2576852 | No
2285532 | Koolking | MWFUK-06CRN1-BCL1 |  |  | 6000 | Window | No | None | 2. Without reverse cycle, with louvered sides, and 6,000 to 7,999 Btu/h |  | No |  |  |  | 12.1 | 10 | 372 | No |  |  |  | 2016-12-02 | 2016-12-06 | Canada | ES_1129046_MWFUK-06CRN1-BCL1_12062016122139_6899745 | No
2285531 | Koolking | MWFUK-08CRN1-BCL0 |  |  | 8000 | Window | No | None | 3. Without reverse cycle, with louvered sides, and 8,000 to 13,999 Btu/h |  | No |  |  |  | 12 | 10 | 500 | No |  |  |  | 2016-12-02 | 2016-12-06 | Canada | ES_1129046_MWFUK-08CRN1-BCL0_12062016122153_6913099 | No
2285530 | Koolking | MWFUK-15CRN1-BCK8 |  |  | 15000 | Window | No | None | 4. Without reverse cycle, with louvered sides, and 14,000 to 19,999 Btu/h |  | No |  |  |  | 11.8 | 10 | 953 | No |  |  |  | 2016-12-02 | 2016-12-06 | Canada | ES_1129046_MWFUK-15CRN1-BCK8_12062016122205_6925385 | No
2370426 | Koolking | MWJUK-18CRN8-MCK8 |  | 813084024196 | 18000 | Window | No | None | 4. Without reverse cycle, with louvered sides, and 14,000 to 19,999 Btu/h | No | No |  |  |  | 11.8 | 10 | 1144 | No |  |  |  | 2020-10-20 | 2020-12-02 | United States, Canada | ES_1138537_MWJUK-18CRN8-MCK8_12022020052303_80062597 | No
2370427 | Koolking | MWJUK-25CRN8-MCJ3 |  | 813084024202 | 25000 | Window | No | None | 5a. Without reverse cycle, with louvered sides, and 20,000 to 27,999 Btu/h | No | No |  |  |  | 10.3 | 10 | 1820 | No |  |  |  | 2020-10-20 | 2020-12-02 | United States, Canada | ES_1138537_MWJUK-25CRN8-MCJ3_12022020052303_80062597 | No
2374991 | LG | LW1821ERSM(208V) |  | 48231605052 | 18000 | Window | No | None | 4. Without reverse cycle, with louvered sides, and 14,000 to 19,999 Btu/h |  | No |  |  |  | 11.8 | 10 | 1144 | No |  |  |  | 2021-02-19 | 2021-02-22 | United States | ES_1118034_LW1821ERSM(208V)_031920210141585_4708944 | No
2374990 | LG | LW1821ERSM(230V) |  | 48231605052 | 18000 | Window | No | None | 4. Without reverse cycle, with louvered sides, and 14,000 to 19,999 Btu/h |  | No |  |  |  | 11.8 | 10 | 1144 | No |  |  |  | 2021-02-19 | 2021-02-22 | United States | ES_1118034_LW1821ERSM(230V)_031920210230338_1221054 | No
2389493 | LG | LW1822ERSM_208V |  | 48231606295 | 17500 | Window | No | None | 4. Without reverse cycle, with louvered sides, and 14,000 to 19,999 Btu/h | No | No | R-32 | R-32 (GWP:675 ¦ Lower GWP) |  | 11.8 | 10 | 1112 | No |  |  |  | 2021-12-16 | 2021-12-16 | United States | ES_1118034_LW1822ERSM_208V_12172021111603_80110894 | No
2389492 | LG | LW1822ERSM_230V |  | 48231606295 | 18000 | Window | No | None | 4. Without reverse cycle, with louvered sides, and 14,000 to 19,999 Btu/h | No | No | R-32 | R-32 (GWP:675 ¦ Lower GWP) |  | 11.8 | 10 | 1144 | No |  |  |  | 2021-12-16 | 2021-12-16 | United States | ES_1118034_LW1822ERSM_230V_12172021111601_80110894 | No
2283560 | LG | LW2516ER 208V | ,LW2516ERY7 (208V), | 48231379496 | 24000 | Window | No | None | 5a. Without reverse cycle, with louvered sides, and 20,000 to 27,999 Btu/h |  | No |  |  |  | 10.3 | 10 | 1748 | No |  |  |  | 2015-11-20 | 2015-11-25 | United States, Canada | ES_1118034_LW2516ER 208V_11082016020201_0521170 | No
2283561 | LG | LW2516ER 230V | ,LW2516ERY7 (230V), | 48231379496 | 24500 | Window | No | None | 5a. Without reverse cycle, with louvered sides, and 20,000 to 27,999 Btu/h |  | No |  |  |  | 10.3 | 10 | 1784 | No |  |  |  | 2015-11-20 | 2015-11-25 | United States, Canada | ES_1118034_LW2516ER 230V_11082016020214_0534482 | No
2374992 | LG | LW2521ERSM(208V) |  | 48231605069 | 25000 | Window | No | None | 5a. Without reverse cycle, with louvered sides, and 20,000 to 27,999 Btu/h |  | No |  |  |  | 10.3 | 10 | 1820 | No |  |  |  | 2021-02-19 | 2021-02-22 | United States | ES_1118034_LW2521ERSM(208V)_031920210230241_1557332 | No
2374993 | LG | LW2521ERSM(230V) |  | 48231605069 | 25000 | Window | No | None | 5a. Without reverse cycle, with louvered sides, and 20,000 to 27,999 Btu/h |  | No |  |  |  | 10.3 | 10 | 1820 | No |  |  |  | 2021-02-19 | 2021-02-22 | United States | ES_1118034_LW2521ERSM(230V)_031920210231392_6716413 | No
2389495 | LG | LW2522ERSM_208V |  | 48231606301 | 24000 | Window | No | None | 5a. Without reverse cycle, with louvered sides, and 20,000 to 27,999 Btu/h | No | No | R-32 | R-32 (GWP:675 ¦ Lower GWP) |  | 10.3 | 10 | 1748 | No |  |  |  | 2021-12-16 | 2021-12-16 | United States | ES_1118034_LW2522ERSM_208V_12172021111607_80110894 | No
2389494 | LG | LW2522ERSM_230V |  | 48231606301 | 24500 | Window | No | None | 5a. Without reverse cycle, with louvered sides, and 20,000 to 27,999 Btu/h | No | No | R-32 | R-32 (GWP:675 ¦ Lower GWP) |  | 10.3 | 10 | 1784 | No |  |  |  | 2021-12-16 | 2021-12-16 | United States | ES_1118034_LW2522ERSM_230V_12172021111606_80110894 | No
2329927 | LG | LW6019ER |  | 48231600811 | 6000 | Window | No | None | 2. Without reverse cycle, with louvered sides, and 6,000 to 7,999 Btu/h |  | No |  |  |  | 12.4 | 13 | 363 | No |  |  |  | 2018-11-16 | 2018-11-16 | United States | ES_1118034_LW6019ER_11162018062815_9695802 | No
2253967 | LG | LW8016ER | ,LW8016ERY7; LW8017ERSM, | 48231379458 | 8000 | Window | No | None | 3. Without reverse cycle, with louvered sides, and 8,000 to 13,999 Btu/h |  | No |  |  |  | 12 | 10 | 500 | No |  |  |  | 2015-11-20 | 2015-11-25 | United States, Canada | ES_1118034_LW8016ER_11282015002243_0163916 | No
2387931 | LG | LW8022ERSM |  | 48231606257 | 8000 | Window | No | None | 3. Without reverse cycle, with louvered sides, and 8,000 to 13,999 Btu/h | No | No | R-32 | R-32 (GWP:675 ¦ Lower GWP) |  | 12 | 10 | 500 | No |  |  |  | 2021-11-11 | 2021-01-11 | United States, Canada | ES_1118034_LW8022ERSM_11082021022514_80105830 | No
2286972 | LG | LT0816CERY7 |  | 48231379601 | 8000 | Through the Wall | No | None | 8a. Without reverse cycle, without louvered sides, and 8,000 to 10,999 Btu/h |  | No |  |  |  | 10.6 | 10 | 566 | No |  |  |  | 2017-01-30 | 2016-12-22 | United States, Canada | ES_1118034_LT0816CERY7_12262016115038_3038854 | No
2286970 | LG | LT1016CERY7 |  | 48231379618 | 9800 | Through the Wall | No | None | 8a. Without reverse cycle, without louvered sides, and 8,000 to 10,999 Btu/h |  | No |  |  |  | 10.6 | 10 | 693 | No |  |  |  | 2017-01-30 | 2016-12-22 | United States, Canada | ES_1118034_LT1016CERY7_12262016115052_3052055 | No
2286966 | LG | LT1036CERY7(208V) |  | 48231379625 | 9500 | Through the Wall | No | None | 8a. Without reverse cycle, without louvered sides, and 8,000 to 10,999 Btu/h |  | No |  |  |  | 10.6 | 10 | 672 | No |  |  |  | 2017-01-30 | 2016-12-22 | United States, Canada | ES_1118034_LT1036CERY7(208V)_12262016115106_3066613 | No
2286967 | LG | LT1036CERY7(230V) |  | 48231379625 | 9800 | Through the Wall | No | None | 8a. Without reverse cycle, without louvered sides, and 8,000 to 10,999 Btu/h |  | No |  |  |  | 10.6 | 10 | 693 | No |  |  |  | 2017-01-30 | 2016-12-22 | United States, Canada | ES_1118034_LT1036CERY7(230V)_12262016115117_3077295 | No
2286964 | LG | LT1216CERY7 |  | 48231379632 | 11800 | Through the Wall | No | None | 8b. Without reverse cycle, without louvered sides, and 11,000 to 13,999 Btu/h |  | No |  |  |  | 10.5 | 11 | 843 | No |  |  |  | 2017-01-30 | 2016-12-22 | United States, Canada | ES_1118034_LT1216CERY7_12262016115130_3090696 | No
2286960 | LG | LT1236CERY7(208V) |  | 48231379649 | 11500 | Through the Wall | No | None | 8b. Without reverse cycle, without louvered sides, and 11,000 to 13,999 Btu/h |  | No |  |  |  | 10.5 | 11 | 821 | No |  |  |  | 2017-01-30 | 2016-12-22 | United States, Canada | ES_1118034_LT1236CERY7(208V)_12262016115144_3104228 | No
2286961 | LG | LT1236CERY7(230V) |  | 48231379649 | 11800 | Through the Wall | No | None | 8b. Without reverse cycle, without louvered sides, and 11,000 to 13,999 Btu/h |  | No |  |  |  | 10.5 | 11 | 843 | No |  |  |  | 2017-01-30 | 2016-12-22 | United States, Canada | ES_1118034_LT1236CERY7(230V)_12262016115158_3118725 | No
2252991 | LG | LW1016ER | ,LW1016ERY7; LW1017ERSM, | 48231379465 | 10000 | Window | No | None | 3. Without reverse cycle, with louvered sides, and 8,000 to 13,999 Btu/h |  | No |  |  |  | 12 | 10 | 625 | No |  |  |  | 2015-11-06 | 2015-11-09 | United States, Canada | ES_1118034_LW1016ER_11102015060338_5418664 | No
2387932 | LG | LW1022ERSM |  | 48231606264 | 10000 | Window | No | None | 3. Without reverse cycle, with louvered sides, and 8,000 to 13,999 Btu/h | No | No | R-32 | R-32 (GWP:675 ¦ Lower GWP) |  | 12 | 10 | 625 | No |  |  |  | 2021-11-11 | 2021-01-11 | United States, Canada | ES_1118034_LW1022ERSM_11082021022514_80105830 | No
2252890 | LG | LW1216ER | ,LW1216ERY7; LW1217ERSM, | 48231379007 | 12000 | Window | No | None | 3. Without reverse cycle, with louvered sides, and 8,000 to 13,999 Btu/h |  | No |  |  |  | 12 | 10 | 750 | No |  |  |  | 2015-11-06 | 2015-11-09 | United States, Canada | ES_1118034_LW1216ER_11102015060406_5446597 | No
2387933 | LG | LW1222ERSM |  | 48231606271 | 12000 | Window | No | None | 3. Without reverse cycle, with louvered sides, and 8,000 to 13,999 Btu/h | No | No | R-32 | R-32 (GWP:675 ¦ Lower GWP) |  | 12 | 10 | 750 | No |  |  |  | 2021-11-11 | 2021-01-11 | United States, Canada | ES_1118034_LW1222ERSM_11082021022514_80105830 | No
2253965 | LG | LW1516ER | ,LW1516ERY7, | 48231379472 | 15000 | Window | No | None | 4. Without reverse cycle, with louvered sides, and 14,000 to 19,999 Btu/h |  | No |  |  |  | 11.8 | 10 | 953 | No |  |  |  | 2015-11-20 | 2015-11-25 | United States, Canada | ES_1118034_LW1516ER_11282015001915_9955042 | No
2374989 | LG | LW1521ERSM |  | 48231605045 | 15000 | Window | No | None | 4. Without reverse cycle, with louvered sides, and 14,000 to 19,999 Btu/h |  | No |  |  |  | 11.8 | 10 | 953 | No |  |  |  | 2021-02-19 | 2021-02-22 | United States | ES_1118034_LW1521ERSM_031920210126790_4457650 | No
2389491 | LG | LW1522ERSM |  | 48231606288 | 15000 | Window | No | None | 4. Without reverse cycle, with louvered sides, and 14,000 to 19,999 Btu/h | No | No | R-32 | R-32 (GWP:675 ¦ Lower GWP) |  | 11.8 | 10 | 953 | No |  |  |  | 2021-12-16 | 2021-12-16 | United States | ES_1118034_LW1522ERSM_12172021111602_80110894 | No
2283558 | LG | LW1816ER 208V | ,LW1816ERY7 (208V), | 48231379489 | 17500 | Window | No | None | 4. Without reverse cycle, with louvered sides, and 14,000 to 19,999 Btu/h |  | No |  |  |  | 11.8 | 10 | 1112 | No |  |  |  | 2015-11-20 | 2015-11-25 | United States, Canada | ES_1118034_LW1816ER 208V_11082016020129_0489885 | No
2283559 | LG | LW1816ER 230V | ,LW1816ERY7 (230V), | 48231379489 | 18000 | Window | No | None | 4. Without reverse cycle, with louvered sides, and 14,000 to 19,999 Btu/h |  | No |  |  |  | 11.8 | 10 | 1144 | No |  |  |  | 2015-11-20 | 2015-11-25 | United States, Canada | ES_1118034_LW1816ER 230V_11082016020145_0505208 | No
2350390 | Magnavox | WW-08ESNMAG |  |  | 8000 | Window | No | None | 3. Without reverse cycle, with louvered sides, and 8,000 to 13,999 Btu/h | No | No |  |  |  | 12 | 10 | 500 | No |  |  |  | 2019-11-15 | 2019-11-26 | United States, Canada | ES_1125950_WW-08ESNMAG_11262019031444_80026246 | No
2355709 | Matrix | EB119 |  |  | 8000 | Window | No | None | 3. Without reverse cycle, with louvered sides, and 8,000 to 13,999 Btu/h | No | No |  |  |  | 12 | 10 | 500 | No |  |  |  | 2019-12-27 | 2019-12-27 | United States, Canada | ES_1074063_EB119_03042020011021_80024169 | No
2290126 | Midea | AKW10CW71 |  |  | 10000 | Window | No | None | 3. Without reverse cycle, with louvered sides, and 8,000 to 13,999 Btu/h |  | No |  |  |  | 12 | 10 | 625 | No |  |  |  | 2017-02-06 | 2017-02-06 | United States, Canada | ES_1138537_AKW10CW71_02072017071526_1726220 | No
2290127 | Midea | KWDUK-10CWN1-BCL0 |  |  | 10000 | Window | No | None | 3. Without reverse cycle, with louvered sides, and 8,000 to 13,999 Btu/h |  | No |  |  |  | 12 | 10 | 625 | No |  |  |  | 2017-02-06 | 2017-02-06 | United States, Canada | ES_1138537_KWDUK-10CWN1-BCL0_02072017071629_1789661 | No
2334218 | Midea | MAT08R1ZWT |  |  | 8300 | Through the Wall | No | None | 8a. Without reverse cycle, without louvered sides, and 8,000 to 10,999 Btu/h |  | No |  |  |  | 10.6 | 10 | 587 | No |  |  |  | 2019-03-05 | 2019-03-06 | United States, Canada | ES_1138537_MAT08R1ZWT_03062019041936_5976331 | No
2334220 | Midea | MAT10R1ZWT |  |  | 10000 | Through the Wall | No | None | 8a. Without reverse cycle, without louvered sides, and 8,000 to 10,999 Btu/h |  | No |  |  |  | 10.6 | 10 | 708 | No |  |  |  | 2019-03-05 | 2019-03-06 | United States, Canada | ES_1138537_MAT10R1ZWT_03062019042008_6008237 | No
2334219 | Midea | MAT10R2ZWT |  |  | 10000 | Through the Wall | No | None | 8a. Without reverse cycle, without louvered sides, and 8,000 to 10,999 Btu/h |  | No |  |  |  | 10.6 | 10 | 708 | No |  |  |  | 2019-03-05 | 2019-03-06 | United States, Canada | ES_1138537_MAT10R2ZWT_03062019041951_5991503 | No
2452991 | Midea | MAT10R2ZWT |  |  | 10500 | Through the Wall | No | None | 8a. Without reverse cycle, without louvered sides, and 8,000 to 10,999 Btu/h | No | No |  |  |  | 10.6 | 10 | 743 | No |  |  |  | 2023-03-30 | 2023-03-30 | United States, Canada | ES_1138537_MAT10R2ZWT7_04032023141605_80162432 | No
2334221 | Midea | MAT12R1ZWT |  |  | 12000 | Through the Wall | No | None | 8b. Without reverse cycle, without louvered sides, and 11,000 to 13,999 Btu/h |  | No |  |  |  | 10.5 | 11 | 857 | No |  |  |  | 2019-03-05 | 2019-03-06 | United States, Canada | ES_1138537_MAT12R1ZWT_03062019042021_6021735 | No
2452993 | Midea | MAT12R1ZWT |  |  | 12000 | Through the Wall | No | None | 8b. Without reverse cycle, without louvered sides, and 11,000 to 13,999 Btu/h | No | No |  |  |  | 10.5 | 11 | 857 | No |  |  |  | 2023-03-30 | 2023-03-30 | United States, Canada | ES_1138537_MAT12R1ZWT7_04032023141605_80162432 | No
2334222 | Midea | MAT12R2ZWT |  |  | 12000 | Through the Wall | No | None | 8b. Without reverse cycle, without louvered sides, and 11,000 to 13,999 Btu/h |  | No |  |  |  | 10.5 | 11 | 857 | No |  |  |  | 2019-03-05 | 2019-03-06 | United States, Canada | ES_1138537_MAT12R2ZWT_03062019042038_6038677 | No
2452992 | Midea | MAT12R2ZWT |  |  | 12000 | Through the Wall | No | None | 8b. Without reverse cycle, without louvered sides, and 11,000 to 13,999 Btu/h | No | No |  |  |  | 10.5 | 11 | 857 | No |  |  |  | 2023-03-30 | 2023-03-30 | United States, Canada | ES_1138537_MAT12R2ZWT7_04032023141605_80162432 | No
2334320 | Midea | MAW06R1BWT |  |  | 6000 | Window | No | None | 2. Without reverse cycle, with louvered sides, and 6,000 to 7,999 Btu/h | No | No |  |  |  | 12.1 | 10 | 372 | No |  |  |  | 2019-03-01 | 2019-03-07 | United States, Canada | ES_1138537_MAW06R1BWT_02282019105905_70217291 | No
2333404 | Midea | MAW06R1YWT |  |  | 6000 | Window | No | None | 2. Without reverse cycle, with louvered sides, and 6,000 to 7,999 Btu/h | No | No |  |  |  | 12.1 | 10 | 372 | No |  |  |  | 2018-12-15 | 2018-12-24 | United States, Canada | ES_1138537_MAW06R1YWT_02122019125600_70211114 | No
2404711 | Midea | MAW06R1YWT |  | 817986028924 | 6000 | Window | No | None | 2. Without reverse cycle, with louvered sides, and 6,000 to 7,999 Btu/h | No | No |  |  |  | 12.1 | 10 | 372 | No |  |  |  | 2022-11-10 | 2022-11-10 | United States, Canada | ES_1138537_MAW06R1YWT_11182022085240_80147335 | No
2333405 | Midea | MAW06R1YWT-E |  |  | 6000 | Window | No | None | 2. Without reverse cycle, with louvered sides, and 6,000 to 7,999 Btu/h | No | No |  |  |  | 12.1 | 10 | 372 | No |  |  |  | 2018-12-15 | 2018-12-24 | United States, Canada | ES_1138537_MAW06R1YWT-E_02122019125600_70211114 | No
2334321 | Midea | MAW08R1BWT |  |  | 8000 | Window | No | None | 3. Without reverse cycle, with louvered sides, and 8,000 to 13,999 Btu/h | No | No |  |  |  | 12 | 10 | 500 | No |  |  |  | 2019-03-01 | 2019-03-07 | United States, Canada | ES_1138537_MAW08R1BWT_02282019105905_70217291 | No
2333406 | Midea | MAW08S1YWT |  |  | 8000 | Window | No | None | 3. Without reverse cycle, with louvered sides, and 8,000 to 13,999 Btu/h | No | No |  |  |  | 12 | 10 | 500 | No |  |  |  | 2018-12-15 | 2018-12-24 | United States, Canada | ES_1138537_MAW08S1YWT_02122019125600_70211114 | No
2333407 | Midea | MAW08S1YWT-E |  |  | 8000 | Window | No | None | 3. Without reverse cycle, with louvered sides, and 8,000 to 13,999 Btu/h | No | No |  |  |  | 12 | 10 | 500 | No |  |  |  | 2018-12-15 | 2018-12-24 | United States, Canada | ES_1138537_MAW08S1YWT-E_02122019125600_70211114 | No
2334322 | Midea | MAW10R1BWT |  |  | 10000 | Window | No | None | 3. Without reverse cycle, with louvered sides, and 8,000 to 13,999 Btu/h | No | No |  |  |  | 12 | 10 | 625 | No |  |  |  | 2019-03-01 | 2019-03-07 | United States, Canada | ES_1138537_MAW10R1BWT_02282019105905_70217291 | No
2389285 | Midea | MAW10R1BWT |  | 810004811911 | 10000 | Window | No | None | 3. Without reverse cycle, with louvered sides, and 8,000 to 13,999 Btu/h | No | No |  |  |  | 12 | 10 | 625 | No |  |  |  | 2021-11-13 | 2021-12-10 | United States, Canada | ES_1138537_MAW10R1BWT_12142021120410_80109026 | No
2333408 | Midea | MAW10S1YWT |  |  | 10000 | Window | No | None | 3. Without reverse cycle, with louvered sides, and 8,000 to 13,999 Btu/h | No | No |  |  |  | 12 | 10 | 625 | No |  |  |  | 2018-12-15 | 2018-12-24 | United States, Canada | ES_1138537_MAW10S1YWT_02122019125600_70211114 | No
2333409 | Midea | MAW10S1YWT-E |  |  | 10000 | Window | No | None | 3. Without reverse cycle, with louvered sides, and 8,000 to 13,999 Btu/h | No | No |  |  |  | 12 | 10 | 625 | No |  |  |  | 2018-12-15 | 2018-12-24 | United States, Canada | ES_1138537_MAW10S1YWT-E_02122019125600_70211114 | No
2334323 | Midea | MAW12R1BWT |  |  | 12000 | Window | No | None | 3. Without reverse cycle, with louvered sides, and 8,000 to 13,999 Btu/h | No | No |  |  |  | 12 | 10 | 750 | No |  |  |  | 2019-03-01 | 2019-03-07 | United States, Canada | ES_1138537_MAW12R1BWT_02282019105905_70217291 | No
2389286 | Midea | MAW12R1BWT |  | 810004811928 | 12000 | Window | No | None | 3. Without reverse cycle, with louvered sides, and 8,000 to 13,999 Btu/h | No | No |  |  |  | 12 | 10 | 750 | No |  |  |  | 2021-11-13 | 2021-12-10 | United States, Canada | ES_1138537_MAW12R1BWT_12142021120410_80109026 | No
2333410 | Midea | MAW12S1YWT |  |  | 12000 | Window | No | None | 3. Without reverse cycle, with louvered sides, and 8,000 to 13,999 Btu/h | No | No |  |  |  | 12 | 10 | 750 | No |  |  |  | 2018-12-15 | 2018-12-24 | United States, Canada | ES_1138537_MAW12S1YWT_02122019125600_70211114 | No
2333411 | Midea | MAW12S1YWT-E |  |  | 12000 | Window | No | None | 3. Without reverse cycle, with louvered sides, and 8,000 to 13,999 Btu/h | No | No |  |  |  | 12 | 10 | 750 | No |  |  |  | 2018-12-15 | 2018-12-24 | United States, Canada | ES_1138537_MAW12S1YWT-E_02122019125600_70211114 | No
2334324 | Midea | MAW15R1BWT |  |  | 15100 | Window | No | None | 4. Without reverse cycle, with louvered sides, and 14,000 to 19,999 Btu/h | No | No |  |  |  | 11.8 | 10 | 960 | No |  |  |  | 2019-03-01 | 2019-03-07 | United States, Canada | ES_1138537_MAW15R1BWT_02282019105905_70217291 | No
2334224 | Midea | MAW18R2BWT |  |  | 18000 | Window | No | None | 4. Without reverse cycle, with louvered sides, and 14,000 to 19,999 Btu/h |  | No |  |  |  | 11.8 | 10 | 1144 | No |  |  |  | 2019-03-05 | 2019-03-06 | United States, Canada | ES_1138537_MAW18R2BWT_03062019042108_6068863 | No
2370303 | Midea | MAW18S2WWT |  |  | 18000 | Window | No | None | 4. Without reverse cycle, with louvered sides, and 14,000 to 19,999 Btu/h | No | No | R-32 | R-32 (GWP:675 ¦ Lower GWP) |  | 11.8 | 10 | 1144 | No |  |  |  | 2020-11-07 | 2020-10-29 | United States | ES_1138537_MAW18S2WWT_11292020090601_80061153 | No
2334226 | Midea | MAW25R2BWT |  |  | 25000 | Window | No | None | 5a. Without reverse cycle, with louvered sides, and 20,000 to 27,999 Btu/h |  | No |  |  |  | 10.3 | 10 | 1820 | No |  |  |  | 2019-03-05 | 2019-03-06 | United States, Canada | ES_1138537_MAW25R2BWT_03062019042132_6092547 | No
2452990 | Midea | MAW25R2BWT |  |  | 25000 | Through the Wall | No | None | 10. Without reverse cycle, without louvered sides, and 20,000 Btu/h or more | No | No |  |  |  | 10.3 | 10 | 1820 | No |  |  |  | 2023-03-30 | 2023-03-30 | United States, Canada | ES_1138537_MAW25R2BWT7_04032023141605_80162432 | No
2370304 | Midea | MAW25S2WWT |  |  | 25000 | Window | No | None | 5a. Without reverse cycle, with louvered sides, and 20,000 to 27,999 Btu/h | No | No | R-32 | R-32 (GWP:675 ¦ Lower GWP) |  | 10.3 | 10 | 1820 | No |  |  |  | 2020-11-07 | 2020-10-29 | United States | ES_1138537_MAW25S2WWT_11292020090601_80061153 | No
2332840 | Midea | MAW25S2ZWT |  |  | 25000 | Window | No | None | 5a. Without reverse cycle, with louvered sides, and 20,000 to 27,999 Btu/h |  | No |  |  |  | 10.3 | 10 | 1820 | No |  |  |  | 2019-01-15 | 2019-01-16 | United States | ES_1030337_MAW25S2ZWT_01162019024225_6545909 | No
2370305 | Midea | MAW25S2ZWT |  |  | 25000 | Window | No | None | 5a. Without reverse cycle, with louvered sides, and 20,000 to 27,999 Btu/h | No | No | R-32 | R-32 (GWP:675 ¦ Lower GWP) |  | 10.3 | 10 | 1820 | No |  |  |  | 2020-11-07 | 2020-10-29 | United States | ES_1138537_MAW25S2ZWT_11292020090601_80061153 | No
2332841 | Midea | MAW25S2ZWT-E |  |  | 25000 | Window | No | None | 5a. Without reverse cycle, with louvered sides, and 20,000 to 27,999 Btu/h |  | No |  |  |  | 10.3 | 10 | 1820 | No |  |  |  | 2019-01-15 | 2019-01-16 | United States | ES_1030337_MAW25S2ZWT-E_01162019024237_6557092 | No
2370306 | Midea | MAW25S2ZWT-E |  |  | 25000 | Window | No | None | 5a. Without reverse cycle, with louvered sides, and 20,000 to 27,999 Btu/h | No | No | R-32 | R-32 (GWP:675 ¦ Lower GWP) |  | 10.3 | 10 | 1820 | No |  |  |  | 2020-11-07 | 2020-10-29 | United States | ES_1138537_MAW25S2ZWT-E_11292020090601_80061153 | No
2325644 | Midea | MTA08CR81 |  |  | 8300 | Through the Wall | No | None | 8a. Without reverse cycle, without louvered sides, and 8,000 to 10,999 Btu/h |  | No |  |  |  | 10.6 | 10 | 587 | No |  |  |  | 2018-07-27 | 2018-08-03 | United States | ES_1030337_MTA08CR81_08232018093239_6759665 | No
2326268 | Midea | MTA10CR81 |  |  | 10000 | Through the Wall | No | None | 8a. Without reverse cycle, without louvered sides, and 8,000 to 10,999 Btu/h |  | No |  |  |  | 10.6 | 10 | 708 | No |  |  |  | 2018-07-27 | 2018-08-03 | United States | ES_1030337_MTA10CR81_09212018073259_5179996 | No
2326269 | Midea | MTA10CR82 |  |  | 10000 | Through the Wall | No | None | 8a. Without reverse cycle, without louvered sides, and 8,000 to 10,999 Btu/h |  | No |  |  |  | 10.6 | 10 | 708 | No |  |  |  | 2018-07-27 | 2018-08-03 | United States | ES_1030337_MTA10CR82_09212018073428_5268072 | No
2326270 | Midea | MTA12CR81 |  |  | 12000 | Through the Wall | No | None | 8b. Without reverse cycle, without louvered sides, and 11,000 to 13,999 Btu/h |  | No |  |  |  | 10.5 | 11 | 857 | No |  |  |  | 2018-07-27 | 2018-08-03 | United States | ES_1030337_MTA12CR81_08242018014638_5198802 | No
2326271 | Midea | MTA12CR82 |  |  | 12000 | Through the Wall | No | None | 8b. Without reverse cycle, without louvered sides, and 11,000 to 13,999 Btu/h |  | No |  |  |  | 10.5 | 11 | 857 | No |  |  |  | 2018-07-27 | 2018-08-03 | United States | ES_1030337_MTA12CR82_09212018073747_5467570 | No
2389284 | Midea | MW12ECWBA2RCM |  | 687636004925 | 12000 | Window | No | None | 3. Without reverse cycle, with louvered sides, and 8,000 to 13,999 Btu/h | No | No |  |  |  | 12 | 10 | 750 | No |  |  |  | 2021-11-13 | 2021-12-10 | United States, Canada | ES_1138537_MW12ECWBA2RCM_12142021120410_80109026 | No
2309734 | Midea | MWA06CR71 |  |  | 6000 | Window | No | None | 2. Without reverse cycle, with louvered sides, and 6,000 to 7,999 Btu/h |  | No |  |  |  | 12.1 | 10 | 372 | No |  |  |  | 2018-01-15 | 2018-01-30 | United States, Canada | ES_1138537_MWA06CR71_01302018071352_6432790 | No
2301978 | Midea | MWA06CR71-A |  |  | 6000 | Window | No | None | 2. Without reverse cycle, with louvered sides, and 6,000 to 7,999 Btu/h |  | No |  |  |  | 12.1 | 10 | 372 | No |  |  |  | 2017-08-09 | 2017-08-09 | United States | ES_1138537_MWA06CR71-A_08102017184603_0763338 | No
2301979 | Midea | MWA06CR71-E |  |  | 6000 | Window | No | None | 2. Without reverse cycle, with louvered sides, and 6,000 to 7,999 Btu/h |  | No |  |  |  | 12.1 | 10 | 372 | No |  |  |  | 2017-08-09 | 2017-08-09 | United States | ES_1138537_MWA06CR71-E_08102017184540_0740408 | No
2309735 | Midea | MWA08CR71 |  |  | 8000 | Window | No | None | 3. Without reverse cycle, with louvered sides, and 8,000 to 13,999 Btu/h |  | No |  |  |  | 12 | 10 | 500 | No |  |  |  | 2018-01-15 | 2018-01-30 | United States, Canada | ES_1138537_MWA08CR71_01302018071423_6463254 | No
2301976 | Midea | MWA08CR71-A |  |  | 8000 | Window | No | None | 3. Without reverse cycle, with louvered sides, and 8,000 to 13,999 Btu/h |  | No |  |  |  | 12 | 10 | 500 | No |  |  |  | 2017-08-09 | 2017-08-09 | United States | ES_1138537_MWA08CR71-A_08102017184518_0718707 | No
2301977 | Midea | MWA08CR71-E |  |  | 8000 | Window | No | None | 3. Without reverse cycle, with louvered sides, and 8,000 to 13,999 Btu/h |  | No |  |  |  | 12 | 10 | 500 | No |  |  |  | 2017-08-09 | 2017-08-09 | United States | ES_1138537_MWA08CR71-E_08102017184458_0698196 | No
2304367 | Midea | MWA10CR71 |  |  | 10000 | Window | No | None | 3. Without reverse cycle, with louvered sides, and 8,000 to 13,999 Btu/h |  | No |  |  |  | 12 | 10 | 625 | No |  |  |  | 2017-09-28 | 2017-09-28 | United States | ES_1138537_MWA10CR71_09292017033548_6148261 | No
2301974 | Midea | MWA10CR71-A |  |  | 10000 | Window | No | None | 3. Without reverse cycle, with louvered sides, and 8,000 to 13,999 Btu/h |  | No |  |  |  | 12 | 10 | 625 | No |  |  |  | 2017-08-09 | 2017-08-09 | United States | ES_1138537_MWA10CR71-A_08102017184437_0677719 | No
2301975 | Midea | MWA10CR71-E |  |  | 10000 | Window | No | None | 3. Without reverse cycle, with louvered sides, and 8,000 to 13,999 Btu/h |  | No |  |  |  | 12 | 10 | 625 | No |  |  |  | 2017-08-09 | 2017-08-09 | United States | ES_1138537_MWA10CR71-E_08102017184417_0657801 | No
2304365 | Midea | MWA12CR71 |  |  | 12000 | Window | No | None | 3. Without reverse cycle, with louvered sides, and 8,000 to 13,999 Btu/h |  | No |  |  |  | 12 | 10 | 750 | No |  |  |  | 2017-09-28 | 2017-09-28 | United States | ES_1138537_MWA12CR71_09292017033600_6160859 | No
2301972 | Midea | MWA12CR71-A |  |  | 12000 | Window | No | None | 3. Without reverse cycle, with louvered sides, and 8,000 to 13,999 Btu/h |  | No |  |  |  | 12 | 10 | 750 | No |  |  |  | 2017-08-09 | 2017-08-09 | United States | ES_1138537_MWA12CR71-A_08102017184355_0635095 | No
2301973 | Midea | MWA12CR71-E |  |  | 12000 | Window | No | None | 3. Without reverse cycle, with louvered sides, and 8,000 to 13,999 Btu/h |  | No |  |  |  | 12 | 10 | 750 | No |  |  |  | 2017-08-09 | 2017-08-09 | United States | ES_1138537_MWA12CR71-E_08102017184330_0610917 | No
2325556 | Midea | MWA15CR71 |  |  | 15100 | Window | No | None | 4. Without reverse cycle, with louvered sides, and 14,000 to 19,999 Btu/h |  | No |  |  |  | 11.8 | 10 | 960 | No |  |  |  | 2018-07-27 | 2018-08-03 | United States | ES_1030337_MWA15CR71_08232018092432_6272725 | No
2309736 | Midea | MWA18CR72 |  |  | 18000 | Window | No | None | 4. Without reverse cycle, with louvered sides, and 14,000 to 19,999 Btu/h |  | No |  |  |  | 11.8 | 10 | 1144 | No |  |  |  | 2018-01-15 | 2018-01-30 | United States, Canada | ES_1138537_MWA18CR72_01302018071458_6498338 | No
2309737 | Midea | MWA25CR72 |  |  | 25000 | Window | No | None | 5a. Without reverse cycle, with louvered sides, and 20,000 to 27,999 Btu/h |  | No |  |  |  | 10.3 | 10 | 1820 | No |  |  |  | 2018-01-15 | 2018-01-30 | United States, Canada | ES_1138537_MWA25CR72_01302018071526_6526215 | No
2393421 | Midea | MWAUK-12CRN8-BCL0 |  |  | 12000 | Window | No | None | 3. Without reverse cycle, with louvered sides, and 8,000 to 13,999 Btu/h |  | No |  |  |  | 12 | 10 | 750 | No |  |  |  | 2022-03-01 | 2022-03-01 | United States, Canada | ES_1138537_MWAUK-12CRN8-BCL0_030120220007567_9466299 | No
2304369 | Midea | MWB08CW71 |  |  | 8000 | Window | No | None | 3. Without reverse cycle, with louvered sides, and 8,000 to 13,999 Btu/h |  | No |  |  |  | 12 | 10 | 500 | No |  |  |  | 2017-09-28 | 2017-09-28 | United States | ES_1138537_MWB08CW71_09292017033612_6172434 | No
2304368 | Midea | MWB10CW71 |  |  | 10000 | Window | No | None | 3. Without reverse cycle, with louvered sides, and 8,000 to 13,999 Btu/h |  | No |  |  |  | 12 | 10 | 625 | No |  |  |  | 2017-09-28 | 2017-09-28 | United States | ES_1138537_MWB10CW71_09292017033624_6184471 | No
2304366 | Midea | MWB12CW71 |  |  | 12000 | Window | No | None | 3. Without reverse cycle, with louvered sides, and 8,000 to 13,999 Btu/h |  | No |  |  |  | 12 | 10 | 750 | No |  |  |  | 2017-09-28 | 2017-09-28 | United States | ES_1138537_MWB12CW71_09292017033635_6195673 | No
2404715 | Midea | MWECW2-10CRN1-BCJ6 |  | 813084024226 | 10000 | Through the Wall | No | None | 8a. Without reverse cycle, without louvered sides, and 8,000 to 10,999 Btu/h | No | No |  |  |  | 10.6 | 10 | 708 | No |  |  |  | 2022-11-10 | 2022-11-10 | United States, Canada | ES_1138537_MWECW2-10CRN1-BCJ6_11182022085240_80147337 | No
2286458 | Midea | MWFUK-06CRN1-BCL1 |  |  | 6000 | Window | No | None | 2. Without reverse cycle, with louvered sides, and 6,000 to 7,999 Btu/h |  | No |  |  |  | 12.1 | 10 | 372 | No |  |  |  | 2016-12-01 | 2016-12-16 | United States, Canada | ES_1138537_MWFUK-06CRN1-BCL1_12192016123008_0608897 | No
2286459 | Midea | MWFUK-08CRN1-BCL0 |  |  | 8000 | Window | No | None | 3. Without reverse cycle, with louvered sides, and 8,000 to 13,999 Btu/h |  | No |  |  |  | 12 | 10 | 500 | No |  |  |  | 2016-12-01 | 2016-12-16 | United States, Canada | ES_1138537_MWFUK-08CRN1-BCL0_12192016123020_0620742 | No
2286460 | Midea | MWFUK-15CRN1-BCK8 |  |  | 15100 | Window | No | None | 4. Without reverse cycle, with louvered sides, and 14,000 to 19,999 Btu/h |  | No |  |  |  | 11.8 | 10 | 960 | No |  |  |  | 2016-12-01 | 2016-12-16 | United States, Canada | ES_1138537_MWFUK-15CRN1-BCK8_12192016123035_0635878 | No
2393322 | Midea | MWGUW2-12CRN1-BCJ5 |  |  | 12000 | Through the Wall | No | None | 8b. Without reverse cycle, without louvered sides, and 11,000 to 13,999 Btu/h |  | No |  |  |  | 10.5 | 11 | 857 | No |  |  |  | 2022-02-25 | 2022-02-25 | United States, Canada | ES_1138537_MWGUW2-12CRN1-BCJ5_022520220122818_7376645 | No
2328399 | Midea | MWHUK-05CRN8-BCL1 |  |  | 5000 | Window | No | None | 1. Without reverse cycle, with louvered sides, and less than 6,000 Btu/h | No | No |  |  |  | 12.1 | 10 | 310 | No |  |  |  | 2018-10-25 | 2018-10-18 | United States, Canada | ES_1138537_MWHUK-05CRN8-BCL1_10232018042456_70202380 | No
2327867 | Midea | MWHUK-06CRN8-BCL1 |  |  | 6000 | Window | No | None | 2. Without reverse cycle, with louvered sides, and 6,000 to 7,999 Btu/h | No | No |  |  |  | 12.1 | 10 | 372 | No |  |  |  | 2018-10-01 | 2018-09-30 | United States, Canada | ES_1138537_MWHUK-06CRN8-BCL1_10072018120608_70200496 | No
2327868 | Midea | MWHUK-08CRN8-BCL0 |  |  | 8000 | Window | No | None | 3. Without reverse cycle, with louvered sides, and 8,000 to 13,999 Btu/h | No | No |  |  |  | 12 | 10 | 500 | No |  |  |  | 2018-10-01 | 2018-09-30 | United States, Canada | ES_1138537_MWHUK-08CRN8-BCL0_10072018120607_70200496 | No
2327869 | Midea | MWHUK-10CRN8-BCL0 |  |  | 10000 | Window | No | None | 3. Without reverse cycle, with louvered sides, and 8,000 to 13,999 Btu/h | No | No |  |  |  | 12 | 10 | 625 | No |  |  |  | 2018-10-01 | 2018-09-30 | United States, Canada | ES_1138537_MWHUK-10CRN8-BCL0_10072018120606_70200496 | No
2327870 | Midea | MWHUK-12CRN8-BCL0 |  |  | 12000 | Window | No | None | 3. Without reverse cycle, with louvered sides, and 8,000 to 13,999 Btu/h | No | No |  |  |  | 12 | 10 | 750 | No |  |  |  | 2018-10-01 | 2018-09-30 | United States, Canada | ES_1138537_MWHUK-12CRN8-BCL0_10072018120605_70200496 | No
2327871 | Midea | MWHUK-15CRN8-BCK8 |  |  | 15100 | Window | No | None | 4. Without reverse cycle, with louvered sides, and 14,000 to 19,999 Btu/h | No | No |  |  |  | 11.8 | 10 | 960 | No |  |  |  | 2018-10-01 | 2018-09-30 | United States, Canada | ES_1138537_MWHUK-15CRN8-BCK8_10072018120604_70200496 | No
2332548 | Midea | MWHUKB11-06CRN8-BCL1 |  |  | 6000 | Window | No | None | 2. Without reverse cycle, with louvered sides, and 6,000 to 7,999 Btu/h | No | No |  |  |  | 12.1 | 10 | 372 | No |  |  |  | 2019-01-01 | 2018-11-08 | United States, Canada | ES_1138537_MWHUKB11-06CRN8-BCL1_01072019010705_70211114 | No
2332549 | Midea | MWHUKB11-08CRN8-BCL0N |  |  | 8000 | Window | No | None | 3. Without reverse cycle, with louvered sides, and 8,000 to 13,999 Btu/h | No | No |  |  |  | 12 | 10 | 500 | No |  |  |  | 2019-01-01 | 2018-11-08 | United States, Canada | ES_1138537_MWHUKB11-08CRN8-BCL0N_01072019010705_70211114 | No
2332550 | Midea | MWHUKB11-10CRN8-BCL0N |  |  | 10000 | Window | No | None | 3. Without reverse cycle, with louvered sides, and 8,000 to 13,999 Btu/h | No | No |  |  |  | 12 | 10 | 625 | No |  |  |  | 2019-01-01 | 2018-11-08 | United States, Canada | ES_1138537_MWHUKB11-10CRN8-BCL0N_01072019010705_70211114 | No
2332551 | Midea | MWHUKB11-12CRN8-BCL0N |  |  | 12000 | Window | No | None | 3. Without reverse cycle, with louvered sides, and 8,000 to 13,999 Btu/h | No | No |  |  |  | 12 | 10 | 750 | No |  |  |  | 2019-01-01 | 2018-11-08 | United States, Canada | ES_1138537_MWHUKB11-12CRN8-BCL0N_01072019010705_70211114 | No
2332547 | Midea | MWHUKBE-08CRN8-BCL0N |  |  | 8000 | Window | No | None | 3. Without reverse cycle, with louvered sides, and 8,000 to 13,999 Btu/h | No | No |  |  |  | 12 | 10 | 500 | No |  |  |  | 2019-01-01 | 2018-11-08 | United States, Canada | ES_1138537_MWHUKBE-08CRN8-BCL0N_01072019010705_70211114 | No
2332552 | Midea | MWHUQ-06CRN8-BCL1 |  |  | 6000 | Window | No | None | 2. Without reverse cycle, with louvered sides, and 6,000 to 7,999 Btu/h | No | No |  |  |  | 12.1 | 10 | 372 | No |  |  |  | 2018-12-15 | 2018-12-24 | United States, Canada | ES_1138537_MWHUQ-06CRN8-BCL1_01072019010705_70211114 | No
2332553 | Midea | MWHUQ-08CRN8-BCL0 |  |  | 8000 | Window | No | None | 3. Without reverse cycle, with louvered sides, and 8,000 to 13,999 Btu/h | No | No |  |  |  | 12 | 10 | 500 | No |  |  |  | 2018-12-15 | 2018-12-24 | United States, Canada | ES_1138537_MWHUQ-08CRN8-BCL0_01072019010705_70211114 | No
2397285 | Midea | MWJUK-18CRN8-MCK8 |  |  | 18000 | Window | No | None | 4. Without reverse cycle, with louvered sides, and 14,000 to 19,999 Btu/h | No | No |  |  |  | 11.8 | 10 | 1144 | No |  |  |  | 2020-10-20 | 2020-07-14 | United States, Canada | ES_1138537_MWJUK-18CRN8-MCK8_06072022103204_80055330 | No
2397286 | Midea | MWJUK-25CRN8-MCJ3 |  |  | 25000 | Window | No | None | 5a. Without reverse cycle, with louvered sides, and 20,000 to 27,999 Btu/h | No | No |  |  |  | 10.3 | 10 | 1820 | No |  |  |  | 2020-10-20 | 2020-07-14 | United States, Canada | ES_1138537_MWJUK-25CRN8-MCJ3_06072022103204_80055330 | No
2373523 | MobilComfort | MCSD-06 |  |  | 6000 | Window | No | None | 2. Without reverse cycle, with louvered sides, and 6,000 to 7,999 Btu/h | No | No |  |  |  | 12.1 | 10 | 372 | No |  |  |  | 2021-02-02 | 2020-06-18 | United States | ES_1145032_MCSD-06_02022021201744_4417840 | No
2373521 | MobilComfort | MCSD-08 |  |  | 8000 | Window | No | None | 3. Without reverse cycle, with louvered sides, and 8,000 to 13,999 Btu/h | No | No |  |  |  | 12 | 10 | 500 | No |  |  |  | 2021-02-02 | 2020-06-18 | United States | ES_1145032_MCSD-08_02032021094657_7682458 | No
2393558 | MobilComfort | MCSD5-08W7 | ,MCSD5-087, | 810850030955;810850030993 | 8500 | Window | No | None | 3. Without reverse cycle, with louvered sides, and 8,000 to 13,999 Btu/h | Yes | No |  |  |  | 12 | 10 | 531 | No |  |  |  | 2022-05-20 | 2022-03-04 | United States | ES_1145032_MCSD5-08W7_03022022195625_531122 | No
2390033 | Montgomery Ward | ACE1505MW |  |  | 15000 | Window | No | None | 4. Without reverse cycle, with louvered sides, and 14,000 to 19,999 Btu/h |  | No |  |  |  | 11.8 | 10 | 953 | No |  |  |  | 2022-01-01 | 2022-01-04 | United States, Canada | ES_1120898_ACE1505MW_010320222344477_5045612 | No
2362504 | NEPO | WS3-06E-201 |  |  | 6000 | Window | No | None | 2. Without reverse cycle, with louvered sides, and 6,000 to 7,999 Btu/h | No | No |  |  |  | 12.1 | 10 | 372 | No |  |  |  | 2020-01-17 | 2020-06-18 | United States | ES_1145032_WS3-06E-201_06242020092453_9177667 | No
2364709 | NEPO | WS3-06EW-201 |  |  | 6000 | Window | No | None | 2. Without reverse cycle, with louvered sides, and 6,000 to 7,999 Btu/h | No | No |  |  |  | 12.1 | 10 | 372 | No |  |  |  | 2020-08-06 | 2020-08-18 | United States | ES_1145032_WS3-06EW-201_08172020083132_7461027 | No
2361779 | NEPO | WS3-08E-201 |  |  | 8000 | Window | No | None | 3. Without reverse cycle, with louvered sides, and 8,000 to 13,999 Btu/h | No | No |  |  |  | 12 | 10 | 500 | No |  |  |  | 2020-01-17 | 2020-06-18 | United States | ES_1145032_WS3-08E-201_05252020102718_7933008 | No
2364711 | NEPO | WS3-08EW-201 |  |  | 8000 | Window | No | None | 3. Without reverse cycle, with louvered sides, and 8,000 to 13,999 Btu/h | No | No |  |  |  | 12.1 | 11 | 496 | No |  |  |  | 2020-08-06 | 2020-08-18 | United States | ES_1145032_WS3-08EW-201_08172020084558_6671258 | No
2369549 | Noma | 043-0758-6 |  | 819130028668 | 10000 | Window | No | None | 3. Without reverse cycle, with louvered sides, and 8,000 to 13,999 Btu/h | No | No | R-32 | R-32 (GWP:675 ¦ Lower GWP) |  | 12 | 10 | 625 | No |  |  |  | 2021-11-15 | 2021-11-26 | Canada | ES_1025242_043-0758-6_11162020055443_6083628 | No
2369550 | Noma | 043-0759-4 |  |  | 12000 | Window | No | None | 3. Without reverse cycle, with louvered sides, and 8,000 to 13,999 Btu/h |  | No |  |  |  | 12 | 10 | 750 | No |  |  |  | 2020-11-12 | 2020-11-16 | Canada | ES_1025242_043-0759-4_11162020055708_6228675 | No
2329702 | Noma | 043-5232-6 |  |  | 5000 | Window | No | None | 1. Without reverse cycle, with louvered sides, and less than 6,000 Btu/h | No | No |  |  |  | 12.1 | 10 | 310 | No |  |  |  | 2018-11-01 | 2018-11-08 | Canada | ES_1129433_043-5232-6_11072018110307_70204436 | No
2329701 | Noma | 043-5238-4 |  |  | 6000 | Window | No | None | 2. Without reverse cycle, with louvered sides, and 6,000 to 7,999 Btu/h | No | No |  |  |  | 12.1 | 10 | 372 | No |  |  |  | 2018-11-01 | 2018-11-08 | Canada | ES_1129433_043-5238-4_11072018110307_70204436 | No
2283685 | Noma | 043-5240-6 |  |  | 8000 | Window | No | None | 3. Without reverse cycle, with louvered sides, and 8,000 to 13,999 Btu/h |  | No |  |  |  | 12 | 10 | 500 | No |  |  |  | 2015-11-15 | 2015-11-20 | Canada | ES_1025242_043-5240-6_11102016074055_3655588 | No
2329703 | Noma | 043-5240-6 |  |  | 8000 | Window | No | None | 3. Without reverse cycle, with louvered sides, and 8,000 to 13,999 Btu/h | No | No |  |  |  | 12 | 10 | 500 | No |  |  |  | 2018-11-01 | 2018-11-08 | Canada | ES_1129433_043-5240-6_11072018110307_70204436 | No
2329700 | Noma | 043-5243-0 |  |  | 10000 | Window | No | None | 3. Without reverse cycle, with louvered sides, and 8,000 to 13,999 Btu/h | No | No |  |  |  | 12 | 10 | 625 | No |  |  |  | 2018-11-01 | 2018-11-08 | Canada | ES_1129433_043-5243-0_11072018110307_70204436 | No
2329704 | Noma | 043-5244-8 |  |  | 12000 | Window | No | None | 3. Without reverse cycle, with louvered sides, and 8,000 to 13,999 Btu/h | No | No |  |  |  | 12 | 10 | 750 | No |  |  |  | 2018-11-01 | 2018-11-08 | Canada | ES_1129433_043-5244-8_11072018110307_70204436 | No
2369756 | Noma | 043-8609-4 |  | 819130028897 | 6000 | Window | No | None | 2. Without reverse cycle, with louvered sides, and 6,000 to 7,999 Btu/h | No | No | R-32 | R-32 (GWP:675 ¦ Lower GWP) |  | 12.1 | 10 | 372 | No |  |  |  | 2021-11-15 | 2021-11-26 | Canada | ES_1025242_043-8609-4_11202020122012_4812440 | No
2388491 | Noma iQ | 143-0034-0 |  | 810088360084 | 10000 | Window | No | None | 3. Without reverse cycle, with louvered sides, and 8,000 to 13,999 Btu/h | No | No | R-32 | R-32 (GWP:675 ¦ Lower GWP) |  | 12 | 10 | 625 | No |  |  |  | 2021-11-15 | 2022-02-23 | Canada | ES_1025242_143-0034-0_11262021005066_4414267 | No
2388492 | Noma iQ | 143-0035-8 |  | 810088360091 | 12000 | Window | No | None | 3. Without reverse cycle, with louvered sides, and 8,000 to 13,999 Btu/h | No | No | R-32 | R-32 (GWP:675 ¦ Lower GWP) |  | 12 | 10 | 750 | No |  |  |  | 2021-11-15 | 2022-02-23 | Canada | ES_1025242_143-0035-8_112620210050706_3894166 | No
2308364 | Norpole | NPRAC10KEWMZ |  |  | 10000 | Window | No | None | 3. Without reverse cycle, with louvered sides, and 8,000 to 13,999 Btu/h |  | No |  |  |  | 12 | 10 | 625 | No |  |  |  | 2017-12-15 | 2017-12-25 | United States, Canada | ES_1107227_NPRAC10KEWMZ_12262017071613_2573153 | No
2330432 | Norpole | NPRAC10KEWMZ1 |  |  | 10000 | Window | No | None | 3. Without reverse cycle, with louvered sides, and 8,000 to 13,999 Btu/h | No | No |  |  |  | 12 | 10 | 625 | No |  |  |  | 2018-11-21 | 2018-09-30 | United States, Canada | ES_1139258_NPRAC10KEWMZ1_11212018051020_70206237 | No
2389269 | Norpole | NPRAC10KEWMZ2 |  | 665679017652 | 10000 | Window | No | None | 3. Without reverse cycle, with louvered sides, and 8,000 to 13,999 Btu/h |  | No |  |  |  | 12 | 10 | 625 | No |  |  |  | 2021-12-06 | 2021-12-14 | United States, Canada | ES_1026218_NPRAC10KEWMZ2_121420210142584_5377535 | No
2308362 | Norpole | NPRAC12KEWMZ |  |  | 12000 | Window | No | None | 3. Without reverse cycle, with louvered sides, and 8,000 to 13,999 Btu/h |  | No |  |  |  | 12 | 10 | 750 | No |  |  |  | 2017-12-15 | 2017-12-25 | United States, Canada | ES_1107227_NPRAC12KEWMZ_12262017071627_2587284 | No
2330433 | Norpole | NPRAC12KEWMZ1 |  |  | 12000 | Window | No | None | 3. Without reverse cycle, with louvered sides, and 8,000 to 13,999 Btu/h | No | No |  |  |  | 12 | 10 | 750 | No |  |  |  | 2018-11-21 | 2018-09-30 | United States, Canada | ES_1139258_NPRAC12KEWMZ1_11212018051020_70206237 | No
2308360 | Norpole | NPRAC15KEWMZ |  |  | 15100 | Window | No | None | 4. Without reverse cycle, with louvered sides, and 14,000 to 19,999 Btu/h |  | No |  |  |  | 11.8 | 10 | 960 | No |  |  |  | 2017-12-15 | 2017-12-25 | United States, Canada | ES_1107227_NPRAC15KEWMZ_12262017071648_2608304 | No
2330434 | Norpole | NPRAC15KEWMZ1 |  |  | 15100 | Window | No | None | 4. Without reverse cycle, with louvered sides, and 14,000 to 19,999 Btu/h | No | No |  |  |  | 11.8 | 10 | 960 | No |  |  |  | 2018-11-21 | 2018-09-30 | United States, Canada | ES_1139258_NPRAC15KEWMZ1_11212018051020_70206237 | No
2308358 | Norpole | NPRAC6KEWMZ |  |  | 6000 | Window | No | None | 2. Without reverse cycle, with louvered sides, and 6,000 to 7,999 Btu/h |  | No |  |  |  | 12.1 | 10 | 372 | No |  |  |  | 2017-12-15 | 2017-12-25 | United States, Canada | ES_1107227_NPRAC6KEWMZ_12262017071707_2627201 | No
2330430 | Norpole | NPRAC6KEWMZ1 |  |  | 6000 | Window | No | None | 2. Without reverse cycle, with louvered sides, and 6,000 to 7,999 Btu/h | No | No |  |  |  | 12.1 | 10 | 372 | No |  |  |  | 2018-11-21 | 2018-09-30 | United States, Canada | ES_1139258_NPRAC6KEWMZ1_11212018051020_70206237 | No
2389270 | Norpole | NPRAC6KEWMZ2 |  | 665679017638 | 6100 | Window | No | None | 2. Without reverse cycle, with louvered sides, and 6,000 to 7,999 Btu/h |  | No |  |  |  | 12.1 | 10 | 378 | No |  |  |  | 2021-12-06 | 2021-12-14 | United States, Canada | ES_1026218_NPRAC6KEWMZ2_121420210142824_5677753 | No
2308366 | Norpole | NPRAC8KEWMZ |  |  | 8000 | Window | No | None | 3. Without reverse cycle, with louvered sides, and 8,000 to 13,999 Btu/h |  | No |  |  |  | 12 | 10 | 500 | No |  |  |  | 2017-12-15 | 2017-12-25 | United States, Canada | ES_1107227_NPRAC8KEWMZ_12262017071722_2642745 | No
2330431 | Norpole | NPRAC8KEWMZ1 |  |  | 8000 | Window | No | None | 3. Without reverse cycle, with louvered sides, and 8,000 to 13,999 Btu/h | No | No |  |  |  | 12 | 10 | 500 | No |  |  |  | 2018-11-21 | 2018-09-30 | United States, Canada | ES_1139258_NPRAC8KEWMZ1_11212018051020_70206237 | No
2370302 | Ocean Breeze | OBZ-05ESN3 |  | 898764001940 | 5000 | Window | No | None | 1. Without reverse cycle, with louvered sides, and less than 6,000 Btu/h | No | No |  |  |  | 12.1 | 10 | 310 | No |  |  |  | 2020-11-17 | 2020-11-17 | United States, Canada | ES_1125950_OBZ-05ESN3_11292020090601_80062599 | No
2370301 | Ocean Breeze | OBZ-08ESN3 |  | 898764001940 | 8000 | Window | No | None | 3. Without reverse cycle, with louvered sides, and 8,000 to 13,999 Btu/h | No | No |  |  |  | 12 | 10 | 500 | No |  |  |  | 2020-11-17 | 2020-11-17 | United States, Canada | ES_1125950_OBZ-08ESN3_11292020090601_80062599 | No
2285160 | Ocean Breeze | OBZ-10ESN |  |  | 10000 | Window | No | None | 3. Without reverse cycle, with louvered sides, and 8,000 to 13,999 Btu/h |  | No |  |  |  | 12 | 10 | 625 | No |  |  |  | 2016-11-14 | 2016-11-14 | United States, Canada | ES_1125950_OBZ-10ESN_12022016022222_5342844 | No
2349966 | Ocean Breeze | OBZ-10ESN3 |  |  | 10000 | Window | No | None | 3. Without reverse cycle, with louvered sides, and 8,000 to 13,999 Btu/h | No | No |  |  |  | 12 | 10 | 625 | No |  |  |  | 2019-11-15 | 2019-11-07 | United States | ES_1125950_OBZ-10ESN3_11192019052521_80023995 | No
2285897 | Ocean Breeze | OBZ-12ESN |  |  | 12000 | Window | No | None | 3. Without reverse cycle, with louvered sides, and 8,000 to 13,999 Btu/h |  | No |  |  |  | 12 | 10 | 750 | No |  |  |  | 2016-11-14 | 2016-11-14 | United States, Canada | ES_1125950_OBZ-12ESN_12122016062453_3893204 | No
2349968 | Ocean Breeze | OBZ-12ESN3 |  |  | 12000 | Window | No | None | 3. Without reverse cycle, with louvered sides, and 8,000 to 13,999 Btu/h | No | No |  |  |  | 12 | 10 | 750 | No |  |  |  | 2019-11-15 | 2019-11-07 | United States | ES_1125950_OBZ-12ESN3_11192019052521_80023995 | No
2349967 | Ocean Breeze | OBZ-12WESN |  |  | 12000 | Window | No | None | 3. Without reverse cycle, with louvered sides, and 8,000 to 13,999 Btu/h | No | No |  |  |  | 12 | 10 | 750 | No |  |  |  | 2019-11-15 | 2019-11-07 | United States | ES_1125950_OBZ-12WESN_11192019052521_80023995 | No
2389126 | OMNI | OWH121CE1A |  |  | 12000 | Window | No | None | 3. Without reverse cycle, with louvered sides, and 8,000 to 13,999 Btu/h | No | No |  |  |  | 12 | 10 | 750 | No |  |  |  | 2021-12-06 | 2021-12-06 | Canada | ES_1143317_OWH121CE1A_12102021073521_80103789 | No
2393323 | OMNI MAX | OWECW212CRN1BCJ5 |  | 822733357943 | 12000 | Through the Wall | No | None | 8b. Without reverse cycle, without louvered sides, and 11,000 to 13,999 Btu/h |  | No |  |  |  | 10.5 | 11 | 857 | No |  |  |  | 2022-02-17 | 2022-02-25 | Canada | ES_1136068_OWECW212CRN1BCJ5_022520220135706_8175892 | No
2389122 | OMNI MAX | OWH051CE1A |  | 822733357837 | 5000 | Window | No | None | 1. Without reverse cycle, with louvered sides, and less than 6,000 Btu/h | No | No |  |  |  | 12.1 | 10 | 310 | No |  |  |  | 2021-12-06 | 2021-12-06 | Canada | ES_1143317_OWH051CE1A_12102021073521_80103789 | No
2389124 | OMNI MAX | OWH081CE1A |  | 822733357851 | 8000 | Window | No | None | 3. Without reverse cycle, with louvered sides, and 8,000 to 13,999 Btu/h | No | No |  |  |  | 12 | 10 | 500 | No |  |  |  | 2021-12-06 | 2021-12-06 | Canada | ES_1143317_OWH081CE1A_12102021073521_80103789 | No
2389125 | OMNI MAX | OWH101CE1A |  | 822733357868 | 10000 | Window | No | None | 3. Without reverse cycle, with louvered sides, and 8,000 to 13,999 Btu/h | No | No |  |  |  | 12 | 10 | 625 | No |  |  |  | 2021-12-06 | 2021-12-06 | Canada | ES_1143317_OWH101CE1A_12102021073521_80103789 | No
2373524 | OSLO | OSHB-06 |  |  | 6000 | Window | No | None | 2. Without reverse cycle, with louvered sides, and 6,000 to 7,999 Btu/h | No | No |  |  |  | 12.1 | 10 | 372 | No |  |  |  | 2021-02-02 | 2020-06-18 | United States | ES_1145032_OSHB-06_02022021201744_6258814 | No
2373522 | OSLO | OSHB-08 |  |  | 8000 | Window | No | None | 3. Without reverse cycle, with louvered sides, and 8,000 to 13,999 Btu/h | No | No |  |  |  | 12 | 10 | 500 | No |  |  |  | 2021-02-02 | 2020-06-18 | United States | ES_1145032_OSHB-08_02032021094657_443537 | No
2393559 | OSLO | OSHB5-08W7 | ,OSHB5-087, | 810850031037;810850031044 | 8500 | Window | No | None | 3. Without reverse cycle, with louvered sides, and 8,000 to 13,999 Btu/h | Yes | No |  |  |  | 12 | 10 | 531 | No |  |  |  | 2022-05-20 | 2022-03-04 | United States | ES_1145032_OSHB5-08W7_03022022195625_7210946 | No
2348768 | PELONIS | PAT10R1ZWT |  |  | 10000 | Through the Wall | No | None | 8a. Without reverse cycle, without louvered sides, and 8,000 to 10,999 Btu/h |  | No |  |  |  | 10.6 | 10 | 708 | No |  |  |  | 2019-10-09 | 2019-10-09 | United States | ES_1138537_PAT10R1ZWT_10212019064757_0477333 | No
2406456 | PELONIS | PAT10R1ZWT |  | 750545105899 | 10000 | Through the Wall | No | None | 8a. Without reverse cycle, without louvered sides, and 8,000 to 10,999 Btu/h | No | No |  |  |  | 10.6 | 10 | 708 | No |  |  |  | 2023-01-03 | 2023-01-03 | United States, Canada | ES_1138537_PAT10R1ZWT_01042023124054_80153674 | No
2348769 | PELONIS | PAT12R1ZWT |  |  | 12000 | Through the Wall | No | None | 8b. Without reverse cycle, without louvered sides, and 11,000 to 13,999 Btu/h |  | No |  |  |  | 10.5 | 11 | 857 | No |  |  |  | 2019-10-09 | 2019-10-09 | United States | ES_1138537_PAT12R1ZWT_10212019064809_0489575 | No
2406457 | PELONIS | PAT12R1ZWT |  | 750545105912 | 12000 | Through the Wall | No | None | 8b. Without reverse cycle, without louvered sides, and 11,000 to 13,999 Btu/h | No | No |  |  |  | 10.5 | 11 | 857 | No |  |  |  | 2023-01-03 | 2023-01-03 | United States, Canada | ES_1138537_PAT12R1ZWT_01042023124054_80153674_ | No
2374513 | PELONIS | PAW06R1BWT |  | 810049710477 | 6000 | Window | No | None | 2. Without reverse cycle, with louvered sides, and 6,000 to 7,999 Btu/h | No | No |  |  |  | 12.1 | 10 | 372 | No |  |  |  | 2021-03-02 | 2021-03-02 | United States, Canada | ES_1138537_PAW06R1BWT_03022021115854_80073560 | No
2374514 | PELONIS | PAW08R1BWT |  | 810049710484 | 8000 | Window | No | None | 3. Without reverse cycle, with louvered sides, and 8,000 to 13,999 Btu/h | No | No |  |  |  | 12 | 10 | 500 | No |  |  |  | 2021-03-02 | 2021-03-02 | United States, Canada | ES_1138537_PAW08R1BWT_03022021115854_80073560 | No
2355713 | Perfect aire | 1PAQ6000 |  |  | 6000 | Window | No | None | 2. Without reverse cycle, with louvered sides, and 6,000 to 7,999 Btu/h | No | No |  |  |  | 12.1 | 10 | 372 | No |  |  |  | 2020-01-14 | 2020-01-14 | United States, Canada | ES_1121980_1PAQ6000_03042020011021_80024169 | No
2355714 | Perfect aire | 1PAQ8000 |  |  | 8000 | Window | No | None | 3. Without reverse cycle, with louvered sides, and 8,000 to 13,999 Btu/h | No | No |  |  |  | 12 | 10 | 500 | No |  |  |  | 2020-01-14 | 2020-01-14 | United States, Canada | ES_1121980_1PAQ8000_03042020011021_80024169 | No
2269826 | Perfect aire | 4FPC10000 |  |  | 10000 | Window | No | None | 3. Without reverse cycle, with louvered sides, and 8,000 to 13,999 Btu/h |  | No |  |  |  | 12 | 10 | 625 | No |  |  |  | 2016-06-10 | 2016-06-15 | United States, Canada | ES_1121980_4FPC10000_06162016070840_0920558 | No
2269825 | Perfect aire | 4FPC12000 |  |  | 12000 | Window | No | None | 3. Without reverse cycle, with louvered sides, and 8,000 to 13,999 Btu/h |  | No |  |  |  | 12 | 10 | 750 | No |  |  |  | 2016-06-10 | 2016-06-15 | United States, Canada | ES_1121980_4FPC12000_06162016070853_0933461 | No
2255392 | Perfect aire | 4PAC10000 |  |  | 10000 | Window | No | None | 3. Without reverse cycle, with louvered sides, and 8,000 to 13,999 Btu/h |  | No |  |  |  | 12 | 10 | 625 | No |  |  |  | 2015-12-15 | 2015-12-23 | United States, Canada | ES_1121980_4PAC10000_12232015074909_6949404 | No
2255393 | Perfect aire | 4PAC12000 |  |  | 12000 | Window | No | None | 3. Without reverse cycle, with louvered sides, and 8,000 to 13,999 Btu/h |  | No |  |  |  | 12 | 10 | 750 | No |  |  |  | 2015-12-15 | 2015-12-23 | United States, Canada | ES_1121980_4PAC12000_12232015074922_6962271 | No
2255394 | Perfect aire | 4PAC15000 |  |  | 15100 | Window | No | None | 4. Without reverse cycle, with louvered sides, and 14,000 to 19,999 Btu/h |  | No |  |  |  | 11.8 | 10 | 960 | No |  |  |  | 2015-12-15 | 2015-12-23 | United States, Canada | ES_1121980_4PAC15000_12232015074934_6974251 | No
2255387 | Perfect aire | 4PAC5000 |  |  | 5000 | Window | No | None | 1. Without reverse cycle, with louvered sides, and less than 6,000 Btu/h |  | No |  |  |  | 12.1 | 10 | 310 | No |  |  |  | 2015-12-15 | 2015-12-23 | United States, Canada | ES_1121980_4PAC5000_12232015075024_7024216 | No
2255388 | Perfect aire | 4PAC6000 |  |  | 6000 | Window | No | None | 2. Without reverse cycle, with louvered sides, and 6,000 to 7,999 Btu/h |  | No |  |  |  | 12.1 | 10 | 372 | No |  |  |  | 2015-12-15 | 2015-12-23 | United States, Canada | ES_1121980_4PAC6000_12232015075036_7036860 | No
2255390 | Perfect aire | 4PAC8000 |  |  | 8000 | Window | No | None | 3. Without reverse cycle, with louvered sides, and 8,000 to 13,999 Btu/h |  | No |  |  |  | 12 | 10 | 500 | No |  |  |  | 2015-12-15 | 2015-12-23 | United States, Canada | ES_1121980_4PAC8000_12232015075049_7049800 | No
2255395 | Perfect aire | 4PATW10000 |  |  | 10000 | Through the Wall | No | None | 8a. Without reverse cycle, without louvered sides, and 8,000 to 10,999 Btu/h |  | No |  |  |  | 10.6 | 10 | 708 | No |  |  |  | 2015-12-15 | 2015-12-23 | United States, Canada | ES_1121980_4PATW10000_12232015075103_7063492 | No
2299007 | Perfect aire | 4PATW10002 |  |  | 10000 | Through the Wall | No | None | 8a. Without reverse cycle, without louvered sides, and 8,000 to 10,999 Btu/h |  | No |  |  |  | 10.6 | 10 | 708 | No |  |  |  | 2017-07-04 | 2017-07-05 | United States, Canada | ES_1121980_4PATW10002_07052017073919_0359296 | No
2255386 | Perfect aire | 4PATW12000 |  |  | 12000 | Through the Wall | No | None | 8b. Without reverse cycle, without louvered sides, and 11,000 to 13,999 Btu/h |  | No |  |  |  | 10.5 | 11 | 857 | No |  |  |  | 2015-12-15 | 2015-12-23 | United States, Canada | ES_1121980_4PATW12000_12232015075114_7074272 | No
2269824 | Perfect aire | 4PATW12002 |  |  | 12000 | Through the Wall | No | None | 8b. Without reverse cycle, without louvered sides, and 11,000 to 13,999 Btu/h |  | No |  |  |  | 10.5 | 11 | 857 | No |  |  |  | 2016-06-10 | 2016-06-15 | United States, Canada | ES_1121980_4PATW12002_06162016070910_0950622 | No
2299005 | Perfect aire | 4PATW8000 |  |  | 8000 | Through the Wall | No | None | 8a. Without reverse cycle, without louvered sides, and 8,000 to 10,999 Btu/h |  | No |  |  |  | 10.6 | 10 | 566 | No |  |  |  | 2017-07-04 | 2017-07-05 | United States, Canada | ES_1121980_4PATW8000_07052017073858_0338253 | No
2284687 | Perfect aire | 5PAC10000 |  |  | 10000 | Window | No | None | 3. Without reverse cycle, with louvered sides, and 8,000 to 13,999 Btu/h |  | No |  |  |  | 12 | 10 | 625 | No |  |  |  | 2016-11-22 | 2016-11-22 | United States, Canada | ES_1121980_5PAC10000_11232016093903_3943520 | No
2284686 | Perfect aire | 5PAC12000 |  |  | 12000 | Window | No | None | 3. Without reverse cycle, with louvered sides, and 8,000 to 13,999 Btu/h |  | No |  |  |  | 12 | 10 | 750 | No |  |  |  | 2016-11-22 | 2016-11-22 | United States, Canada | ES_1121980_5PAC12000_11232016093927_3967383 | No
2329577 | Perfect aire | 5PAC15000 |  |  | 15100 | Window | No | None | 4. Without reverse cycle, with louvered sides, and 14,000 to 19,999 Btu/h | No | No |  |  |  | 11.8 | 10 | 960 | No |  |  |  | 2018-11-01 | 2018-11-08 | United States, Canada | ES_1121980_5PAC15000_11072018110307_70204436 | No
2376462 | Perfect aire | 5PAC18000 |  |  | 18000 | Window | No | None | 4. Without reverse cycle, with louvered sides, and 14,000 to 19,999 Btu/h | No | No |  |  |  | 11.8 | 10 | 1144 | No |  |  |  | 2021-04-21 | 2021-04-21 | United States, Canada | ES_1121980_5PAC18000_04282021102119_80075825 | No
2376463 | Perfect aire | 5PAC25000 |  |  | 25000 | Window | No | None | 5a. Without reverse cycle, with louvered sides, and 20,000 to 27,999 Btu/h | No | No |  |  |  | 10.3 | 10 | 1820 | No |  |  |  | 2021-04-21 | 2021-04-21 | United States, Canada | ES_1121980_5PAC25000_04282021102119_80075825 | No
2329572 | Perfect aire | 5PAC5000 |  |  | 5000 | Window | No | None | 1. Without reverse cycle, with louvered sides, and less than 6,000 Btu/h | No | No |  |  |  | 12.1 | 10 | 310 | No |  |  |  | 2018-11-01 | 2018-11-08 | United States, Canada | ES_1121980_5PAC5000_11072018110307_70204436 | No
2329573 | Perfect aire | 5PAC6000 |  |  | 6000 | Window | No | None | 2. Without reverse cycle, with louvered sides, and 6,000 to 7,999 Btu/h | No | No |  |  |  | 12.1 | 10 | 372 | No |  |  |  | 2018-11-01 | 2018-11-08 | United States, Canada | ES_1121980_5PAC6000_11072018110307_70204436 | No
2329574 | Perfect aire | 5PAC8000 |  |  | 8000 | Window | No | None | 3. Without reverse cycle, with louvered sides, and 8,000 to 13,999 Btu/h | No | No |  |  |  | 12 | 10 | 500 | No |  |  |  | 2018-11-01 | 2018-11-08 | United States, Canada | ES_1121980_5PAC8000_11072018110307_70204436 | No
2406179 | Perfect aire | 5PATW10000 |  |  | 10000 | Through the Wall | No | None | 8a. Without reverse cycle, without louvered sides, and 8,000 to 10,999 Btu/h | No | No |  |  |  | 10.6 | 10 | 708 | No |  |  |  | 2022-12-20 | 2022-12-20 | United States, Canada | ES_1121980_5PATW10000_12202022024800_80152805 | No
2406180 | Perfect aire | 5PATW10002 |  |  | 10500 | Through the Wall | No | None | 8a. Without reverse cycle, without louvered sides, and 8,000 to 10,999 Btu/h | No | No |  |  |  | 10.6 | 10 | 743 | No |  |  |  | 2022-12-20 | 2022-12-20 | United States, Canada | ES_1121980_5PATW10002_12202022024800_80152805 | No
2406181 | Perfect aire | 5PATW12000 |  |  | 12000 | Through the Wall | No | None | 8b. Without reverse cycle, without louvered sides, and 11,000 to 13,999 Btu/h | No | No |  |  |  | 10.5 | 11 | 857 | No |  |  |  | 2022-12-20 | 2022-12-20 | United States, Canada | ES_1121980_5PATW12000_12202022024800_80152805 | No
2406182 | Perfect aire | 5PATW12002 |  |  | 12000 | Through the Wall | No | None | 8b. Without reverse cycle, without louvered sides, and 11,000 to 13,999 Btu/h | No | No |  |  |  | 10.5 | 11 | 857 | No |  |  |  | 2022-12-20 | 2022-12-20 | United States, Canada | ES_1121980_5PATW12002_12202022024800_80152805 | No
2406174 | Perfect aire | 5PATW8000 |  |  | 8300 | Through the Wall | No | None | 8a. Without reverse cycle, without louvered sides, and 8,000 to 10,999 Btu/h | No | No |  |  |  | 10.6 | 10 | 587 | No |  |  |  | 2022-12-20 | 2022-12-20 | United States, Canada | ES_1121980_5PATW8000_12202022024800_80152805 | No
2285669 | Perfect aire | 5SAC10000 |  |  | 10000 | Window | No | None | 3. Without reverse cycle, with louvered sides, and 8,000 to 13,999 Btu/h |  | No |  |  |  | 12 | 10 | 625 | No |  |  |  | 2016-12-07 | 2016-12-08 | United States, Canada | ES_1121980_5SAC10000_12082016105206_4326653 | No
2285670 | Perfect aire | 5SAC12000 |  |  | 12000 | Window | No | None | 3. Without reverse cycle, with louvered sides, and 8,000 to 13,999 Btu/h |  | No |  |  |  | 12 | 10 | 750 | No |  |  |  | 2016-12-07 | 2016-12-08 | United States, Canada | ES_1121980_5SAC12000_12082016105220_4340272 | No
2329575 | Perfect aire | 6PAC10000 |  |  | 10000 | Window | No | None | 3. Without reverse cycle, with louvered sides, and 8,000 to 13,999 Btu/h | No | No |  |  |  | 12 | 10 | 625 | No |  |  |  | 2018-11-01 | 2018-11-08 | United States, Canada | ES_1121980_6PAC10000_11072018110307_70204436 | No
2389289 | Perfect aire | 6PAC10000 |  | 842149028572 | 10000 | Window | No | None | 3. Without reverse cycle, with louvered sides, and 8,000 to 13,999 Btu/h | No | No |  |  |  | 12 | 10 | 625 | No |  |  |  | 2021-11-13 | 2021-12-10 | United States, Canada | ES_1121980_6PAC10000_12142021120410_80107688 | No
2329576 | Perfect aire | 6PAC12000 |  |  | 12000 | Window | No | None | 3. Without reverse cycle, with louvered sides, and 8,000 to 13,999 Btu/h | No | No |  |  |  | 12 | 10 | 750 | No |  |  |  | 2018-11-01 | 2018-11-08 | United States, Canada | ES_1121980_6PAC12000_11072018110307_70204436 | No
2389290 | Perfect aire | 6PAC12000 |  | 842149028619 | 12000 | Window | No | None | 3. Without reverse cycle, with louvered sides, and 8,000 to 13,999 Btu/h | No | No |  |  |  | 12 | 10 | 750 | No |  |  |  | 2021-11-13 | 2021-12-10 | United States, Canada | ES_1121980_6PAC12000_12142021120410_80107688 | No
2355715 | Perfect aire | 6SAC10000 |  |  | 10000 | Window | No | None | 3. Without reverse cycle, with louvered sides, and 8,000 to 13,999 Btu/h | No | No |  |  |  | 12 | 10 | 625 | No |  |  |  | 2020-01-14 | 2020-01-14 | United States, Canada | ES_1121980_6SAC10000_03042020011021_80024169 | No
2355716 | Perfect aire | 6SAC12000 |  |  | 12000 | Window | No | None | 3. Without reverse cycle, with louvered sides, and 8,000 to 13,999 Btu/h | No | No |  |  |  | 12 | 10 | 750 | No |  |  |  | 2019-12-13 | 2019-12-13 | United States, Canada | ES_1121980_6SAC12000_03042020011021_80024169 | No
2286752 | Perfect Comfort | PCTTW08L0C2D |  |  | 8000 | Through the Wall | No | None | 8a. Without reverse cycle, without louvered sides, and 8,000 to 10,999 Btu/h |  | No |  |  |  | 10.6 | 10 | 566 | No |  |  |  | 2016-12-21 | 2016-12-21 | Canada | ES_17771_PCTTW08L0C1D_08152014002320_2200131 | No
2339538 | Perfect Comfort | PCTTW10K0C2D |  |  | 10000 | Through the Wall | No | None | 8a. Without reverse cycle, without louvered sides, and 8,000 to 10,999 Btu/h |  | No |  |  |  | 10.6 | 10 | 708 | No |  |  |  | 2019-06-11 | 2019-06-11 | Canada | ES_1092479_PCTTW10K0C2D_06112019062444_4284912 | No
2286753 | Perfect Comfort | PCTTW10L0C2D |  |  | 10000 | Through the Wall | No | None | 8a. Without reverse cycle, without louvered sides, and 8,000 to 10,999 Btu/h |  | No |  |  |  | 10.6 | 10 | 708 | No |  |  |  | 2016-12-21 | 2016-12-21 | Canada | ES_17771_PCTTW10L0C1D_08152014001400_1640855 | No
2339539 | Perfect Comfort | PCTTW12K0C2D |  |  | 12000 | Through the Wall | No | None | 8b. Without reverse cycle, without louvered sides, and 11,000 to 13,999 Btu/h |  | No |  |  |  | 10.5 | 11 | 857 | No |  |  |  | 2019-06-11 | 2019-06-11 | Canada | ES_1092479_PCTTW12K0C2D_06112019063219_4739456 | No
2286754 | Perfect Comfort | PCTTW12L0C2D |  |  | 12000 | Through the Wall | No | None | 8b. Without reverse cycle, without louvered sides, and 11,000 to 13,999 Btu/h |  | No |  |  |  | 10.5 | 11 | 857 | No |  |  |  | 2016-12-21 | 2016-12-21 | Canada | ES_17771_PCTTW12L0C1D_08152014000249_0969693 | No
2255389 | Polar Wind | MWEUK-06CRN1-BCL1 |  |  | 6000 | Window | No | None | 2. Without reverse cycle, with louvered sides, and 6,000 to 7,999 Btu/h |  | No |  |  |  | 12.1 | 10 | 372 | No |  |  |  | 2015-12-15 | 2015-12-20 | United States, Canada | ES_21964_MWEUK-06CRN1-BCL1_12232015075125_7085913 | No
2255391 | Polar Wind | MWEUK-08CRN1-BCL0 |  |  | 8000 | Window | No | None | 3. Without reverse cycle, with louvered sides, and 8,000 to 13,999 Btu/h |  | No |  |  |  | 12 | 10 | 500 | No |  |  |  | 2015-12-15 | 2015-12-20 | United States, Canada | ES_21964_MWEUK-08CRN1-BCL0_12232015075137_7097178 | No
2283724 | Polar Wind | MWFUK-06CRN1-BCL1 |  |  | 6000 | Window | No | None | 2. Without reverse cycle, with louvered sides, and 6,000 to 7,999 Btu/h |  | No |  |  |  | 12.1 | 10 | 372 | No |  |  |  | 2016-11-01 | 2016-11-10 | United States, Canada | ES_21964_MWFUK-06CRN1-BCL1_11112016071947_8787964 | No
2283725 | Polar Wind | MWFUK-08CRN1-BCL0 |  |  | 8000 | Window | No | None | 3. Without reverse cycle, with louvered sides, and 8,000 to 13,999 Btu/h |  | No |  |  |  | 12 | 10 | 500 | No |  |  |  | 2016-11-01 | 2016-11-10 | United States, Canada | ES_21964_MWFUK-08CRN1-BCL0_11112016072028_8828669 | No
2349335 | Polar Wind | MWHUK-06CRN8-BCL1 |  |  | 6000 | Window | No | None | 2. Without reverse cycle, with louvered sides, and 6,000 to 7,999 Btu/h | No | No |  |  |  | 12.1 | 10 | 372 | No |  |  |  | 2019-11-01 | 2019-10-16 | United States, Canada | ES_0021964_MWHUK-06CRN8-BCL1_10242019112704_80021283 | No
2349336 | Polar Wind | MWHUK-08CRN8-BCL0 |  |  | 8000 | Window | No | None | 3. Without reverse cycle, with louvered sides, and 8,000 to 13,999 Btu/h | No | No |  |  |  | 12 | 10 | 500 | No |  |  |  | 2019-11-01 | 2019-10-16 | United States, Canada | ES_0021964_MWHUK-08CRN8-BCL0_10242019112704_80021283 | No
2375495 | RCA | RACE1011-6COM |  |  | 10000 | Window | No | None | 3. Without reverse cycle, with louvered sides, and 8,000 to 13,999 Btu/h |  | No |  |  |  | 12 | 10 | 625 | No |  |  |  | 2021-02-03 | 2021-02-09 | United States, Canada | ES_1120898_RACE1011-6COM_032720210816467_1047252 | No
2390355 | RCA | RACE1024-6COM |  | 58465822378 | 10000 | Window | No | None | 3. Without reverse cycle, with louvered sides, and 8,000 to 13,999 Btu/h |  | No |  |  |  | 12 | 10 | 625 | No |  |  |  | 2022-01-10 | 2022-01-11 | United States, Canada | ES_1120898_RACE1024-6COM_01102022204857_7316044 | No
2356423 | RCA | RACE1202E-B |  |  | 12000 | Window | No | None | 3. Without reverse cycle, with louvered sides, and 8,000 to 13,999 Btu/h |  | No |  |  |  | 12 | 10 | 750 | No |  |  |  | 2020-03-16 | 2020-03-17 | United States, Canada | ES_1120898_RACE1202E-B_03172020061420_5660850 | No
2391581 | RCA | RACE1202E-D |  | 58465790608 | 12100 | Window | No | None | 3. Without reverse cycle, with louvered sides, and 8,000 to 13,999 Btu/h |  | No |  |  |  | 12 | 10 | 756 | No |  |  |  | 2022-01-10 | 2022-01-24 | United States, Canada | ES_1120898_RACE1202E-D_012320222114973_8441006 | No
2375496 | RCA | RACE1211-6COM |  |  | 12000 | Window | No | None | 3. Without reverse cycle, with louvered sides, and 8,000 to 13,999 Btu/h |  | No |  |  |  | 12 | 10 | 750 | No |  |  |  | 2021-02-03 | 2021-02-03 | United States, Canada | ES_1120898_RACE1211-6COM_020220212358477_8347856 | No
2390356 | RCA | RACE1224-6COM |  | 58465822385 | 12100 | Window | No | None | 3. Without reverse cycle, with louvered sides, and 8,000 to 13,999 Btu/h |  | No |  |  |  | 12 | 10 | 756 | No |  |  |  | 2022-01-10 | 2022-01-11 | United States, Canada | ES_1120898_RACE1224-6COM_011020222048697_3628226 | No
2375493 | RCA | RACE6011-6COM |  |  | 6000 | Window | No | None | 2. Without reverse cycle, with louvered sides, and 6,000 to 7,999 Btu/h |  | No |  |  |  | 12.1 | 10 | 372 | No |  |  |  | 2021-02-03 | 2021-02-09 | United States, Canada | ES_1120898_RACE6011-6COM_032720210819366_2132607 | No
2390357 | RCA | RACE6024-6COM |  | 58465822392 | 6100 | Window | No | None | 2. Without reverse cycle, with louvered sides, and 6,000 to 7,999 Btu/h |  | No |  |  |  | 12.1 | 10 | 378 | No |  |  |  | 2022-01-10 | 2022-01-11 | United States, Canada | ES_1120898_RACE6024-6COM_011020222048668_7158002 | No
2356422 | RCA | RACE8002E-D |  |  | 8000 | Window | No | None | 3. Without reverse cycle, with louvered sides, and 8,000 to 13,999 Btu/h |  | No |  |  |  | 12 | 10 | 500 | No |  |  |  | 2020-03-16 | 2020-03-17 | United States, Canada | ES_1120898_RACE8002E-D_03172020061401_5641016 | No
2375494 | RCA | RACE8011-6COM |  |  | 8000 | Window | No | None | 3. Without reverse cycle, with louvered sides, and 8,000 to 13,999 Btu/h |  | No |  |  |  | 12 | 10 | 500 | No |  |  |  | 2021-02-03 | 2021-02-03 | United States, Canada | ES_1120898_RACE8011-6COM_020220212356587_5049073 | No
2390358 | RCA | RACE8024-6COM |  | 58465822408 | 8100 | Window | No | None | 3. Without reverse cycle, with louvered sides, and 8,000 to 13,999 Btu/h |  | No |  |  |  | 12 | 10 | 506 | No |  |  |  | 2022-01-10 | 2022-01-11 | United States, Canada | ES_1120898_RACE8024-6COM_011020222048314_9168376 | No
2297027 | Rowa | RWAC-18CRA2//K8U(ES) |  |  | 18000 | Window | No | None | 4. Without reverse cycle, with louvered sides, and 14,000 to 19,999 Btu/h |  | No |  |  |  | 11.8 | 10 | 1144 | No |  |  |  | 2017-06-02 | 2017-06-02 | United States | ES_1126578_RWAC-18CRA2//K8U(ES)_06052017082537_1137623 | No
2384187 | Seasons | ST08R1 |  | 194671038407 | 8000 | Through the Wall | No | None | 8a. Without reverse cycle, without louvered sides, and 8,000 to 10,999 Btu/h |  | No |  |  |  | 10.6 | 10 | 566 | No |  |  |  | 2021-08-31 | 2021-09-08 | United States, Canada | ES_1048137_ST08R1_090720212231581_1584289 | No
2404542 | Seasons | ST08RA1 |  | 194671043753 | 8300 | Through the Wall | No | None | 8a. Without reverse cycle, without louvered sides, and 8,000 to 10,999 Btu/h | No | No |  |  |  | 10.6 | 10 | 587 | No |  |  |  | 2022-11-14 | 2022-11-14 | United States, Canada | ES_1048137_ST08RA1_11152022122703_80148275 | No
2384188 | Seasons | ST10R1 |  | 194671038414 | 10000 | Through the Wall | No | None | 8a. Without reverse cycle, without louvered sides, and 8,000 to 10,999 Btu/h |  | No |  |  |  | 10.6 | 10 | 708 | No |  |  |  | 2021-08-31 | 2021-09-08 | United States, Canada | ES_1048137_ST10R1_090720212231927_4589165 | No
2384189 | Seasons | ST10R2 |  | 194671038445 | 10000 | Through the Wall | No | None | 8a. Without reverse cycle, without louvered sides, and 8,000 to 10,999 Btu/h |  | No |  |  |  | 10.6 | 10 | 708 | No |  |  |  | 2021-08-31 | 2021-09-08 | United States, Canada | ES_1048137_ST10R2_090720212231251_5498005 | No
2404543 | Seasons | ST10RA1 |  | 194671043760 | 10000 | Through the Wall | No | None | 8a. Without reverse cycle, without louvered sides, and 8,000 to 10,999 Btu/h | No | No |  |  |  | 10.6 | 10 | 708 | No |  |  |  | 2022-11-14 | 2022-11-14 | United States, Canada | ES_1048137_ST10RA1_11152022122703_80148275 | No
2404544 | Seasons | ST10RA2 |  | 194671043784 | 10500 | Through the Wall | No | None | 8a. Without reverse cycle, without louvered sides, and 8,000 to 10,999 Btu/h | No | No |  |  |  | 10.6 | 10 | 743 | No |  |  |  | 2022-11-14 | 2022-11-14 | United States, Canada | ES_1048137_ST10RA2_11152022122703_80148275 | No
2384190 | Seasons | ST12R1 |  | 194671038421 | 12000 | Through the Wall | No | None | 8b. Without reverse cycle, without louvered sides, and 11,000 to 13,999 Btu/h |  | No |  |  |  | 10.5 | 11 | 857 | No |  |  |  | 2021-08-31 | 2021-09-08 | United States, Canada | ES_1048137_ST12R1_090720212231596_7309136 | No
2384191 | Seasons | ST12R2 |  | 194671038452 | 12000 | Through the Wall | No | None | 8b. Without reverse cycle, without louvered sides, and 11,000 to 13,999 Btu/h |  | No |  |  |  | 10.5 | 11 | 857 | No |  |  |  | 2021-08-31 | 2021-09-08 | United States, Canada | ES_1048137_ST12R2_090720212231173_1077496 | No
2404545 | Seasons | ST12RA1 |  | 194671043777 | 12000 | Through the Wall | No | None | 8b. Without reverse cycle, without louvered sides, and 11,000 to 13,999 Btu/h | No | No |  |  |  | 10.5 | 11 | 857 | No |  |  |  | 2022-11-14 | 2022-11-14 | United States, Canada | ES_1048137_ST12RA1_11152022122703_80148275 | No
2404546 | Seasons | ST12RA2 |  | 194671043791 | 12000 | Through the Wall | No | None | 8b. Without reverse cycle, without louvered sides, and 11,000 to 13,999 Btu/h | No | No |  |  |  | 10.5 | 11 | 857 | No |  |  |  | 2022-11-14 | 2022-11-14 | United States, Canada | ES_1048137_ST12RA2_11152022122703_80148275 | No
2384290 | Seasons | SW06R1 |  | 194671038520 | 6000 | Window | No | None | 2. Without reverse cycle, with louvered sides, and 6,000 to 7,999 Btu/h | No | No |  |  |  | 12.1 | 10 | 372 | No |  |  |  | 2021-08-31 | 2021-08-31 | United States, Canada | ES_1048137_SW06R1_09132021073615_80096618 | No
2384285 | Seasons | SW08R1 |  | 194671038544 | 8000 | Window | No | None | 3. Without reverse cycle, with louvered sides, and 8,000 to 13,999 Btu/h | No | No |  |  |  | 12 | 10 | 500 | No |  |  |  | 2021-08-31 | 2021-08-31 | United States, Canada | ES_1048137_SW08R1_09132021073615_80096618 | No
2384286 | Seasons | SW10R1 |  | 194671038551 | 10000 | Window | No | None | 3. Without reverse cycle, with louvered sides, and 8,000 to 13,999 Btu/h | No | No |  |  |  | 12 | 10 | 625 | No |  |  |  | 2021-08-31 | 2021-08-31 | United States, Canada | ES_1048137_SW10R1_09132021073615_80096618 | No
2384287 | Seasons | SW12R1 |  | 194671038568 | 12000 | Window | No | None | 3. Without reverse cycle, with louvered sides, and 8,000 to 13,999 Btu/h | No | No |  |  |  | 12 | 10 | 750 | No |  |  |  | 2021-08-31 | 2021-08-31 | United States, Canada | ES_1048137_SW12R1_09132021073615_80096618 | No
2384288 | Seasons | SW18R2 |  | 194671038636 | 18000 | Window | No | None | 4. Without reverse cycle, with louvered sides, and 14,000 to 19,999 Btu/h | No | No |  |  |  | 11.8 | 10 | 1144 | No |  |  |  | 2021-08-31 | 2021-08-31 | United States, Canada | ES_1048137_SW18R2_09132021073615_80096618 | No
2384289 | Seasons | SW25R2 |  | 194671038643 | 25000 | Window | No | None | 5a. Without reverse cycle, with louvered sides, and 20,000 to 27,999 Btu/h | No | No |  |  |  | 10.3 | 10 | 1820 | No |  |  |  | 2021-08-31 | 2021-08-31 | United States, Canada | ES_1048137_SW25R2_09132021073615_80096618 | No
2362505 | Soleusair | WS3-06E-201 |  |  | 6000 | Window | No | None | 2. Without reverse cycle, with louvered sides, and 6,000 to 7,999 Btu/h | No | No |  |  |  | 12.1 | 10 | 372 | No |  |  |  | 2020-05-20 | 2020-06-29 | United States | ES_1145032_WS3-06E-201_06242020092453_8634623 | No
2364708 | Soleusair | WS3-06EW-201 |  |  | 6000 | Window | No | None | 2. Without reverse cycle, with louvered sides, and 6,000 to 7,999 Btu/h | No | No |  |  |  | 12.1 | 10 | 372 | No |  |  |  | 2020-08-06 | 2020-08-14 | United States | ES_1145032_WS3-06EW-201_08172020083132_8641931 | No
2362593 | Soleusair | WS3-08E-201 |  |  | 8000 | Window | No | None | 3. Without reverse cycle, with louvered sides, and 8,000 to 13,999 Btu/h | No | No |  |  |  | 12 | 10 | 500 | No |  |  |  | 2020-01-17 | 2020-07-10 | United States | ES_1145032_WS3-08E-201_06242020092819_4181482 | No
2364634 | Soleusair | WS3-08EW-201 |  |  | 8000 | Window | No | None | 3. Without reverse cycle, with louvered sides, and 8,000 to 13,999 Btu/h | No | No |  |  |  | 12.1 | 11 | 496 | No |  |  |  | 2020-08-06 | 2020-08-14 | United States | ES_1145032_WS3-08EW-201_08122020134850_2442285 | No
2373520 | Soleusair | WS4-06EW-201 |  |  | 6000 | Window | No | None | 2. Without reverse cycle, with louvered sides, and 6,000 to 7,999 Btu/h | No | No |  |  |  | 12.1 | 10 | 372 | No |  |  |  | 2021-02-02 | 2020-08-14 | United States | ES_1145032_WS4-06EW-201_02032021100934_3613855 | No
2393557 | Soleusair | WS4-08E7W-201 | ,W*5-08E7-###,; ,W*5-08E7W-###, | 810850030665;810850030948;810850030986 | 8500 | Window | No | None | 3. Without reverse cycle, with louvered sides, and 8,000 to 13,999 Btu/h | Yes | No |  |  |  | 12 | 10 | 531 | No |  |  |  | 2022-05-20 | 2022-03-04 | United States | ES_1145032_WS4-08E7W-201_03022022195625_7740747 | No
2373519 | Soleusair | WS4-08EW-201 |  |  | 8000 | Window | No | None | 3. Without reverse cycle, with louvered sides, and 8,000 to 13,999 Btu/h | No | No |  |  |  | 12.1 | 11 | 496 | No |  |  |  | 2020-02-02 | 2020-08-14 | United States | ES_1145032_WS4-08EW-201_02032021102526_2956811 | No
2284192 | SPT | WA-1022S1 |  |  | 10000 | Window | No | None | 3. Without reverse cycle, with louvered sides, and 8,000 to 13,999 Btu/h |  | No |  |  |  | 12 | 10 | 625 | No |  |  |  | 2016-11-15 | 2016-11-15 | United States, Canada | ES_1084573_WA-1022S1_11162016044525_1525217 | No
2284191 | SPT | WA-1222S1 | ,WA-12FMS1, |  | 12000 | Window | No | None | 3. Without reverse cycle, with louvered sides, and 8,000 to 13,999 Btu/h |  | No |  |  |  | 12 | 10 | 750 | No |  |  |  | 2016-11-15 | 2016-11-15 | United States, Canada | ES_1084573_WA-1222S1_11162016044018_1218812 | No
2398443 | TCL | 10T3E1-CA |  | 846042029544 | 10100 | Through the Wall | No | None | 8a. Without reverse cycle, without louvered sides, and 8,000 to 10,999 Btu/h |  | No |  |  |  | 10.6 | 10 | 715 | No |  |  |  | 2022-07-11 | 2022-07-14 | United States, Canada | ES_1126578_10T3E1-CA_07142022015580_5679323 | No
2398449 | TCL | 10W3E1 |  | 846042017664 | 10100 | Window | No | None | 3. Without reverse cycle, with louvered sides, and 8,000 to 13,999 Btu/h |  | No |  |  |  | 12 | 10 | 631 | No |  |  |  | 2022-07-11 | 2022-07-14 | United States, Canada | ES_1126578_10W3E1_07142022024330_7000397 | No
2356419 | TCL | 10W3E1-A |  | 846042014403 | 10100 | Window | No | None | 3. Without reverse cycle, with louvered sides, and 8,000 to 13,999 Btu/h |  | No |  |  |  | 12 | 10 | 631 | No |  |  |  | 2022-07-22 | 2022-07-25 | United States, Canada | ES_1126578_10W3E1-A_03172020031740_5060791 | No
2398450 | TCL | 10W9E1 |  | 846042020053 | 10100 | Window | No | None | 3. Without reverse cycle, with louvered sides, and 8,000 to 13,999 Btu/h |  | No |  |  |  | 12 | 10 | 631 | No |  |  |  | 2022-07-11 | 2022-07-14 | United States, Canada | ES_1126578_10W9E1_071420220244649_8638097 | No
2398451 | TCL | 10W9E1-A |  | 846042020145 | 10100 | Window | No | None | 3. Without reverse cycle, with louvered sides, and 8,000 to 13,999 Btu/h |  | No |  |  |  | 12 | 10 | 631 | No |  |  |  | 2022-07-11 | 2022-07-14 | United States, Canada | ES_1126578_10W9E1-A_071420220244868_4289592 | No
2360003 | TCL | 12T3E1 |  |  | 12000 | Through the Wall | No | None | 8b. Without reverse cycle, without louvered sides, and 11,000 to 13,999 Btu/h |  | No |  |  |  | 10.5 | 11 | 857 | No |  |  |  | 2020-05-15 | 2020-05-19 | United States | ES_1126578_12T3E1_05192020054023_6823481 | No
2398444 | TCL | 12T3E1-CA |  | 846042029551 | 12100 | Through the Wall | No | None | 8b. Without reverse cycle, without louvered sides, and 11,000 to 13,999 Btu/h |  | No |  |  |  | 10.5 | 11 | 864 | No |  |  |  | 2022-07-11 | 2022-07-14 | United States, Canada | ES_1126578_12T3E1-CA_071420220158802_5993919 | No
2398447 | TCL | 12W3E1 |  | 846042017671 | 12000 | Window | No | None | 3. Without reverse cycle, with louvered sides, and 8,000 to 13,999 Btu/h |  | No |  |  |  | 12 | 10 | 750 | No |  |  |  | 2022-07-11 | 2022-07-14 | United States, Canada | ES_1126578_12W3E1_071420220244993_9474202 | No
2356420 | TCL | 12W3E1-A |  | 846042014410 | 12000 | Window | No | None | 3. Without reverse cycle, with louvered sides, and 8,000 to 13,999 Btu/h |  | No |  |  |  | 12 | 10 | 750 | No |  |  |  | 2022-07-22 | 2022-07-25 | United States, Canada | ES_1126578_12W3E1-A_03172020031802_5082252 | No
2398452 | TCL | 12W9E1 |  | 846042019606 | 12000 | Window | No | None | 3. Without reverse cycle, with louvered sides, and 8,000 to 13,999 Btu/h |  | No |  |  |  | 12 | 10 | 750 | No |  |  |  | 2022-07-11 | 2022-07-14 | United States, Canada | ES_1126578_12W9E1_07142022024588_2236819 | No
2398446 | TCL | 12W9E1-A |  | 846042020152 | 12000 | Window | No | None | 3. Without reverse cycle, with louvered sides, and 8,000 to 13,999 Btu/h |  | No |  |  |  | 12 | 10 | 750 | No |  |  |  | 2022-07-11 | 2022-07-14 | United States, Canada | ES_1126578_12W9E1-A_071420220245792_8950177 | No
2359845 | TCL | 15W3E1-A |  | 846042014861 | 15100 | Window | No | None | 4. Without reverse cycle, with louvered sides, and 14,000 to 19,999 Btu/h |  | No |  |  |  | 11.8 | 10 | 960 | No |  |  |  | 2022-07-22 | 2022-07-25 | United States, Canada | ES_1126578_15W3E1-A_05192020053859_6739278 | No
2398453 | TCL | 15W9E1-A |  | 846042014731 | 15100 | Window | No | None | 4. Without reverse cycle, with louvered sides, and 14,000 to 19,999 Btu/h |  | No |  |  |  | 11.8 | 10 | 960 | No |  |  |  | 2022-07-11 | 2022-07-14 | United States, Canada | ES_1126578_15W9E1-A_071420220245331_9090859 | No
2359961 | TCL | 6W3ER1 |  |  | 6000 | Window | No | None | 2. Without reverse cycle, with louvered sides, and 6,000 to 7,999 Btu/h |  | No |  |  |  | 12.1 | 10 | 372 | No |  |  |  | 2020-05-15 | 2020-05-19 | United States | ES_1126578_6W3ER1_05192020053736_6656225 | No
2359962 | TCL | 6W3ER1-A |  | 846042014854 | 6100 | Window | No | None | 2. Without reverse cycle, with louvered sides, and 6,000 to 7,999 Btu/h |  | No |  |  |  | 12.1 | 10 | 378 | No |  |  |  | 2022-07-22 | 2022-07-25 | United States, Canada | ES_1126578_6W3ER1-A_05192020053821_6701911 | No
2398445 | TCL | 6W9E1 |  | 846042020039 | 6300 | Window | No | None | 2. Without reverse cycle, with louvered sides, and 6,000 to 7,999 Btu/h |  | No |  |  |  | 12.1 | 10 | 390 | No |  |  |  | 2022-07-11 | 2022-07-14 | United States, Canada | ES_1126578_6W9E1_071420220242425_6242454 | No
2398440 | TCL | 6W9ER1-A |  | 846042021630 | 6100 | Window | No | None | 2. Without reverse cycle, with louvered sides, and 6,000 to 7,999 Btu/h |  | No |  |  |  | 12.1 | 10 | 378 | No |  |  |  | 2022-07-11 | 2022-07-14 | United States, Canada | ES_1126578_6W9ER1-A_071420220134730_2668327 | No
2360002 | TCL | 8T3E1 |  |  | 8000 | Through the Wall | No | None | 8a. Without reverse cycle, without louvered sides, and 8,000 to 10,999 Btu/h |  | No |  |  |  | 10.6 | 10 | 566 | No |  |  |  | 2020-05-15 | 2020-05-19 | United States | ES_1126578_8T3E1_05192020053930_6770292 | No
2356418 | TCL | 8W3ER1-A |  | 846042014397 | 8100 | Window | No | None | 3. Without reverse cycle, with louvered sides, and 8,000 to 13,999 Btu/h |  | No |  |  |  | 12 | 10 | 506 | No |  |  |  | 2022-07-22 | 2022-07-25 | United States, Canada | ES_1126578_8W3ER1-A_03172020031657_5017917 | No
2398448 | TCL | 8W9E1 |  | 846042020046 | 8100 | Window | No | None | 3. Without reverse cycle, with louvered sides, and 8,000 to 13,999 Btu/h |  | No |  |  |  | 12 | 10 | 506 | No |  |  |  | 2022-07-11 | 2022-07-14 | United States, Canada | ES_1126578_8W9E1_071420220242463_6325606 | No
2398442 | TCL | 8W9ER1-A |  | 846042020138 | 8100 | Window | No | None | 3. Without reverse cycle, with louvered sides, and 8,000 to 13,999 Btu/h |  | No |  |  |  | 12 | 10 | 506 | No |  |  |  | 2022-07-11 | 2022-07-14 | United States, Canada | ES_1126578_8W9ER1-A_071420220135844_4327439 | No
2398434 | TCL | H10W25W-CA |  | 846042026345 | 10000 | Window | No | None | 3. Without reverse cycle, with louvered sides, and 8,000 to 13,999 Btu/h |  | No |  |  |  | 12 | 10 | 625 | No |  |  |  | 2022-07-11 | 2022-07-14 | United States, Canada | ES_1126578_H10W25W-CA_071420220136670_3996015 | No
2398433 | TCL | H10W26W |  | 846042026499 | 10000 | Window | No | None | 3. Without reverse cycle, with louvered sides, and 8,000 to 13,999 Btu/h |  | No |  |  |  | 12 | 10 | 625 | No |  |  |  | 2022-07-11 | 2022-07-14 | United States, Canada | ES_1126578_H10W26W_071420220136956_8663087 | No
2398436 | TCL | H12W25W-CA |  | 846042026376 | 12100 | Window | No | None | 3. Without reverse cycle, with louvered sides, and 8,000 to 13,999 Btu/h |  | No |  |  |  | 12 | 10 | 756 | No |  |  |  | 2022-07-11 | 2022-07-14 | United States, Canada | ES_1126578_H12W25W-CA_071420220136301_9817357 | No
2398435 | TCL | H12W26W |  | 846042026505 | 12100 | Window | No | None | 3. Without reverse cycle, with louvered sides, and 8,000 to 13,999 Btu/h |  | No |  |  |  | 12 | 10 | 756 | No |  |  |  | 2022-07-11 | 2022-07-14 | United States, Canada | ES_1126578_H12W26W_071420220136693_8752903 | No
2398438 | TCL | H15W25W |  | 846042024532 | 15000 | Window | No | None | 4. Without reverse cycle, with louvered sides, and 14,000 to 19,999 Btu/h |  | No |  |  |  | 11.8 | 10 | 953 | No |  |  |  | 2022-07-11 | 2022-07-14 | United States, Canada | ES_1126578_H15W25W_071420220136772_7667817 | No
2398437 | TCL | H15W25W-CA |  | 846042026383 | 15000 | Window | No | None | 4. Without reverse cycle, with louvered sides, and 14,000 to 19,999 Btu/h |  | No |  |  |  | 11.8 | 10 | 953 | No |  |  |  | 2022-07-11 | 2022-07-14 | United States, Canada | ES_1126578_H15W25W-CA_071420220137321_4139936 | No
2398439 | TCL | H6W25W-CA |  | 846042026284 | 6100 | Window | No | None | 2. Without reverse cycle, with louvered sides, and 6,000 to 7,999 Btu/h |  | No |  |  |  | 12.1 | 10 | 378 | No |  |  |  | 2022-07-11 | 2022-07-14 | United States, Canada | ES_1126578_H6W25W-CA_071420220135136_1680729 | No
2398441 | TCL | H8W25W-CA |  | 846042026314 | 8100 | Window | No | None | 3. Without reverse cycle, with louvered sides, and 8,000 to 13,999 Btu/h |  | No |  |  |  | 12 | 10 | 506 | No |  |  |  | 2022-07-11 | 2022-07-14 | United States, Canada | ES_1126578_H8W25W-CA_071420220136635_8588997 | No
2392911 | TCL | KC-15/YXRD(E1/6)(001570) |  |  | 5200 | Window | No | None | 1. Without reverse cycle, with louvered sides, and less than 6,000 Btu/h |  | No |  |  |  | 12.1 | 10 | 322 | No |  |  |  | 2022-02-08 | 2022-02-10 | United States, Canada | ES_1126578_KC-15/YXRD(E1/6)(001570)_021020220108186_1852091 | No
2375167 | TCL | KC-18/YXRD(E1/6)(00997) |  |  | 6000 | Window | No | None | 2. Without reverse cycle, with louvered sides, and 6,000 to 7,999 Btu/h |  | No |  |  |  | 12.1 | 10 | 372 | No |  |  |  | 2021-03-10 | 2021-03-11 | United States, Canada | ES_1126578_KC-18/YXRD(E1/6)(00997)_030820212128458_6223097 | No
2375168 | TCL | KC-23/YXRD(E1/6)(00963) |  |  | 8000 | Window | No | None | 3. Without reverse cycle, with louvered sides, and 8,000 to 13,999 Btu/h |  | No |  |  |  | 12 | 10 | 500 | No |  |  |  | 2021-03-10 | 2021-03-11 | United States, Canada | ES_1126578_KC-23/YXRD(E1/6)(00963)_030820212128632_3649057 | No
2370666 | TCL | KC-29/YXRD(E1/6)(00408) |  |  | 10000 | Window | No | None | 3. Without reverse cycle, with louvered sides, and 8,000 to 13,999 Btu/h |  | No |  |  |  | 12 | 10 | 625 | No |  |  |  | 2020-12-05 | 2020-12-05 | United States, Canada | ES_1126578_KC-29/YXRD(E1/6)(00408)_120320200011466_9894616 | No
2370667 | TCL | KC-35/YXRD(E1/6)(40500) |  |  | 12100 | Window | No | None | 3. Without reverse cycle, with louvered sides, and 8,000 to 13,999 Btu/h |  | No |  |  |  | 12 | 10 | 756 | No |  |  |  | 2020-12-05 | 2020-12-05 | United States, Canada | ES_1126578_KC-35/YXRD(E1/6)(40500)_12032020001159_9799031 | No
2388171 | TCL | KC-44/YXRD(E1/6)(01071) |  |  | 15000 | Window | No | None | 4. Without reverse cycle, with louvered sides, and 14,000 to 19,999 Btu/h |  | No |  |  |  | 11.8 | 10 | 953 | No |  |  |  | 2021-12-01 | 2021-11-17 | United States, Canada | ES_1126578_KC-44/YXRD(E1/6)(01071)_111620212325668_3223686 | No
2388172 | TCL | KC-52/YXRD(E/6)(00966) |  |  | 18000 | Window | No | None | 4. Without reverse cycle, with louvered sides, and 14,000 to 19,999 Btu/h |  | No |  |  |  | 11.8 | 10 | 1144 | No |  |  |  | 2021-12-01 | 2021-11-17 | United States, Canada | ES_1126578_KC-52/YXRD(E/6)(00966)_111620212325343_4626277 | No
2388173 | TCL | KC-70/YXRD(E/6)(00967) |  |  | 24700 | Window | No | None | 5a. Without reverse cycle, with louvered sides, and 20,000 to 27,999 Btu/h |  | No |  |  |  | 10.3 | 10 | 1798 | No |  |  |  | 2021-12-01 | 2021-11-17 | United States, Canada | ES_1126578_KC-70/YXRD(E/6)(00967)_111620212325964_5608859 | No
2335307 | TCL | TAW08CREB19W | TWC-08CR/UH,ES, |  | 8000 | Window | No | None | 3. Without reverse cycle, with louvered sides, and 8,000 to 13,999 Btu/h | No | No |  |  |  | 12 | 10 | 500 | No |  |  |  | 2021-01-01 | 2019-03-25 | United States | ES_1126578_TAW08CREB19W_12142018164738_5298730 | No
2328372 | TCL | TAW15CRE19 |  |  | 15000 | Window | No | None | 4. Without reverse cycle, with louvered sides, and 14,000 to 19,999 Btu/h |  | No |  |  |  | 11.8 | 10 | 953 | No |  |  |  | 2018-10-23 | 2018-10-23 | United States | ES_1126578_TAW15CRE19_10252018074539_3539986 | No
2346211 | TCL | TAW15CREW0W |  |  | 15000 | Window | No | None | 4. Without reverse cycle, with louvered sides, and 14,000 to 19,999 Btu/h |  | No |  |  |  | 11.8 | 10 | 953 | No |  |  |  | 2019-09-10 | 2019-09-11 | United States | ES_1126578_TAW15CREW0W_09112019083105_0665123 | No
2371583 | TCL | TTW-10CRA2/J6U(0202) |  |  | 10100 | Through the Wall | No | None | 8a. Without reverse cycle, without louvered sides, and 8,000 to 10,999 Btu/h |  | No |  |  |  | 10.6 | 10 | 715 | No |  |  |  | 2022-02-17 | 2022-02-17 | United States, Canada | ES_1126578_TTW-10CRA2/J6U(0202)_122820200026550_3627326 | No
2283162 | TCL | TWAC-18CRA2/K8U(ES) | ,TWC-18CR2/UH (ES), |  | 18000 | Window | No | None | 4. Without reverse cycle, with louvered sides, and 14,000 to 19,999 Btu/h |  | No |  |  |  | 11.8 | 10 | 1144 | No |  |  |  | 2016-10-30 | 2016-10-31 | United States | ES_1126578_TWAC-18CRA2/K8U(ES)_11022016023511_4111052 | No
2389271 | TCL | TWC-06CRD1/L1U(ES) |  |  | 6100 | Window | No | None | 2. Without reverse cycle, with louvered sides, and 6,000 to 7,999 Btu/h |  | No |  |  |  | 12.1 | 10 | 378 | No |  |  |  | 2021-11-30 | 2021-12-14 | United States, Canada | ES_1126578_TWC-06CRD1/L1U(ES)_121420210112424_3404565 | No
2389272 | TCL | TWC-08CRD1/L0U(ES) |  |  | 8100 | Window | No | None | 3. Without reverse cycle, with louvered sides, and 8,000 to 13,999 Btu/h |  | No |  |  |  | 12 | 10 | 506 | No |  |  |  | 2021-11-30 | 2021-12-14 | United States, Canada | ES_1126578_TWC-08CRD1/L0U(ES)_121420210112142_1240205 | No
2370085 | TCL | W10T9E1-A |  | 846042018296 | 10100 | Through the Wall | No | None | 8a. Without reverse cycle, without louvered sides, and 8,000 to 10,999 Btu/h |  | No |  |  |  | 10.6 | 10 | 715 | No |  |  |  | 2022-07-22 | 2022-07-25 | United States, Canada | ES_1126578_W10T9E1-A_11232020065528_4528242 | No
2370086 | TCL | W10T9EX1-A |  |  | 10000 | Through the Wall | No | None | 8a. Without reverse cycle, without louvered sides, and 8,000 to 10,999 Btu/h |  | No |  |  |  | 10.6 | 10 | 708 | No |  |  |  | 2020-11-18 | 2020-11-19 | United States | ES_1126578_W10T9EX1-A_11232020071242_5562933 | No
2370087 | TCL | W12T9E1-A |  | 846042018319 | 12100 | Through the Wall | No | None | 8b. Without reverse cycle, without louvered sides, and 11,000 to 13,999 Btu/h |  | No |  |  |  | 10.5 | 11 | 864 | No |  |  |  | 2022-07-22 | 2022-07-25 | United States, Canada | ES_1126578_W12T9E1-A_11232020072247_6167519 | No
2370088 | TCL | W12T9EX1-A |  |  | 12000 | Through the Wall | No | None | 8b. Without reverse cycle, without louvered sides, and 11,000 to 13,999 Btu/h |  | No |  |  |  | 10.5 | 11 | 857 | No |  |  |  | 2020-11-18 | 2020-11-19 | United States | ES_1126578_W12T9EX1-A_11232020073435_6875187 | No
2370084 | TCL | W8T9E1-A |  |  | 8000 | Through the Wall | No | None | 8a. Without reverse cycle, without louvered sides, and 8,000 to 10,999 Btu/h |  | No |  |  |  | 10.6 | 10 | 566 | No |  |  |  | 2020-11-18 | 2020-11-19 | United States | ES_1126578_W8T9E1-A_11232020063706_3426590 | No
2462493 | Toscana | 57H-IFJ-TWAC10CRD1LT |  |  | 10000 | Window | No | None | 3. Without reverse cycle, with louvered sides, and 8,000 to 13,999 Btu/h | No | No | R-32 | R-32 (GWP:675 ¦ Lower GWP) |  | 12 | 10 | 625 | No |  |  |  | 2023-03-15 | 2023-04-20 | United States | ES_1127347_57H-IFJ-TWAC10CRD1LT_042020230257995_1297316 | No
2262623 | Toscana Air | 57H-ID0-10CRN1/BCL0W |  |  | 10000 | Window | No | None | 3. Without reverse cycle, with louvered sides, and 8,000 to 13,999 Btu/h |  | No |  |  |  | 12 | 10 | 625 | No |  |  |  | 2016-03-15 | 2016-03-16 | United States, Canada | ES_1127347_57H-ID0-10CRN1/BCL0W_03182016212139_6099814 | No
2262625 | Toscana Air | 57H-ID0-12CRN1/BCL0W |  |  | 12000 | Window | No | None | 3. Without reverse cycle, with louvered sides, and 8,000 to 13,999 Btu/h |  | No |  |  |  | 12 | 10 | 750 | No |  |  |  | 2016-03-15 | 2016-03-16 | United States, Canada | ES_1127347_57H-ID0-12CRN1/BCL0W_03182016212208_6128672 | No
2309455 | Toscana Air | 57H-ID0-MWEUK10CRN1 |  |  | 10000 | Window | No | None | 3. Without reverse cycle, with louvered sides, and 8,000 to 13,999 Btu/h |  | No |  |  |  | 12 | 10 | 625 | No |  |  |  | 2018-01-15 | 2018-01-23 | United States, Canada | ES_1127347_57H-ID0-MWEUK10CRN1_01242018142229_3749657 | No
2309456 | Toscana Air | 57H-ID0-MWEUK12CRN1 |  |  | 12000 | Window | No | None | 3. Without reverse cycle, with louvered sides, and 8,000 to 13,999 Btu/h |  | No |  |  |  | 12 | 10 | 750 | No |  |  |  | 2018-01-23 | 2018-01-23 | United States, Canada | ES_1127347_57H-ID0-MWEUK12CRN1_01242018142305_3785583 | No
2331547 | Toshiba | RAC-WK0811ESCWC |  |  | 8000 | Window | No | None | 3. Without reverse cycle, with louvered sides, and 8,000 to 13,999 Btu/h |  | No |  |  |  | 12 | 10 | 500 | No |  |  |  | 2018-12-12 | 2018-12-13 | Canada | ES_1138537_RAC-WK0811ESCWC_12142018083456_6496182 | No
2303494 | Toshiba | RAC-WK0811ESCWU |  |  | 8000 | Window | No | None | 3. Without reverse cycle, with louvered sides, and 8,000 to 13,999 Btu/h |  | No |  |  |  | 12 | 10 | 500 | No |  |  |  | 2017-09-11 | 2017-09-11 | United States | ES_1138537_RAC-WK0811ESCWU_09122017081943_4383946 | No
2303498 | Toshiba | RAC-WK1011ESCWU |  |  | 10000 | Window | No | None | 3. Without reverse cycle, with louvered sides, and 8,000 to 13,999 Btu/h |  | No |  |  |  | 12 | 10 | 625 | No |  |  |  | 2017-09-11 | 2017-09-11 | United States | ES_1138537_RAC-WK1011ESCWU_09122017081957_4397034 | No
2303497 | Toshiba | RAC-WK1211ESCWU |  |  | 12000 | Window | No | None | 3. Without reverse cycle, with louvered sides, and 8,000 to 13,999 Btu/h |  | No |  |  |  | 12 | 10 | 750 | No |  |  |  | 2017-09-11 | 2017-09-11 | United States | ES_1138537_RAC-WK1211ESCWU_09122017082008_4408556 | No
2303496 | Toshiba | RAC-WK1511ESCRU |  |  | 15100 | Window | No | None | 4. Without reverse cycle, with louvered sides, and 14,000 to 19,999 Btu/h |  | No |  |  |  | 11.8 | 10 | 960 | No |  |  |  | 2017-09-11 | 2017-09-11 | United States | ES_1138537_RAC-WK1511ESCRU_09122017082019_4419283 | No
2338126 | Toshiba | RAC-WK1512ESCRRC |  |  | 15100 | Window | No | None | 4. Without reverse cycle, with louvered sides, and 14,000 to 19,999 Btu/h | No | No |  |  |  | 11.8 | 10 | 960 | No |  |  |  | 2019-05-01 | 2019-03-07 | Canada | ES_1138537_RAC-WK1512ESCRRC_05052019113843_80001661 | No
2338805 | Toshiba | RAC-WK1512ESCRRU |  |  | 15100 | Window | No | None | 4. Without reverse cycle, with louvered sides, and 14,000 to 19,999 Btu/h | No | No |  |  |  | 11.8 | 10 | 960 | No |  |  |  | 2019-05-01 | 2019-03-07 | United States | ES_1138537_RAC-WK1512ESCRRU_05242019125050_80001661 | No
2348371 | Toshiba | RAC-WK1513ESCWRU |  |  | 15100 | Window | No | None | 4. Without reverse cycle, with louvered sides, and 14,000 to 19,999 Btu/h | No | No |  |  |  | 11.8 | 10 | 960 | No |  |  |  | 2019-10-01 | 2019-09-26 | United States | ES_1138537_RAC-WK1513ESCWRU_09262019122136_80018572 | No
2303495 | Toshiba | RAC-WK1821ESCRU |  |  | 18000 | Window | No | None | 4. Without reverse cycle, with louvered sides, and 14,000 to 19,999 Btu/h |  | No |  |  |  | 11.8 | 10 | 1144 | No |  |  |  | 2017-09-11 | 2017-09-11 | United States | ES_1138537_RAC-WK1821ESCRU_09122017082032_4432210 | No
2347178 | Toshiba | RAC-WK1822ESCWU |  |  | 18000 | Window | No | None | 4. Without reverse cycle, with louvered sides, and 14,000 to 19,999 Btu/h |  | No |  |  |  | 11.8 | 10 | 1144 | No |  |  |  | 2019-09-25 | 2019-09-26 | United States | ES_1138537_RAC-WK1822ESCWU_09262019032949_8589959 | No
2384406 | Toshiba | RAC-WK1823ESCWRU |  | 810040948060 | 18000 | Window | No | None | 4. Without reverse cycle, with louvered sides, and 14,000 to 19,999 Btu/h | No | No |  |  |  | 11.8 | 10 | 1144 | No |  |  |  | 2021-09-18 | 2021-09-18 | United States, Canada | ES_1138537_RAC-WK1823ESCWRU_09202021023022_80099043 | No
2370345 | TOSOT | GJC08BK-A6NRNC5B |  |  | 8000 | Window | No | None | 3. Without reverse cycle, with louvered sides, and 8,000 to 13,999 Btu/h | No | No |  |  |  | 12 | 10 | 500 | No |  |  |  | 2020-10-01 | 2020-11-19 | United States, Canada | ES_1105164_GJC08BK-A6NRNC5B_11302020071526_80061807 | No
2335943 | TOSOT | GJC08BS-A3NRNJ1B |  |  | 8000 | Window | No | None | 3. Without reverse cycle, with louvered sides, and 8,000 to 13,999 Btu/h | No | No |  |  |  | 12 | 10 | 500 | No |  |  |  | 2019-04-01 | 2019-04-11 | United States, Canada | ES_1105164_GJC08BS-A3NRNJ1B_04032019093546_4146004 | No
2361379 | TOSOT | GJC08BS-A6NRNJ1A |  |  | 8000 | Window | No | None | 3. Without reverse cycle, with louvered sides, and 8,000 to 13,999 Btu/h | No | No |  |  |  | 12 | 10 | 500 | No |  |  |  | 2020-06-01 | 2020-06-05 | United States, Canada | ES_1105164_GJC08BS-A6NRNJ1A_06052020070212_0532298 | No
2370342 | TOSOT | GJC08BU-A6NRNJ2A |  |  | 8000 | Window | No | None | 3. Without reverse cycle, with louvered sides, and 8,000 to 13,999 Btu/h | No | No |  |  |  | 12 | 10 | 500 | No |  |  |  | 2020-10-01 | 2020-11-19 | United States, Canada | ES_1105164_GJC08BU-A6NRNJ2A_11302020071523_80061807 | No
2370348 | TOSOT | GJC10BL-A6NRNC5E |  |  | 10200 | Window | No | None | 3. Without reverse cycle, with louvered sides, and 8,000 to 13,999 Btu/h | No | No |  |  |  | 12 | 10 | 638 | No |  |  |  | 2020-10-01 | 2020-11-19 | United States, Canada | ES_1105164_GJC10BL-A6NRNC5E_11302020071529_80061811 | No
2335944 | TOSOT | GJC10BR-A3NRNJ1C |  |  | 10200 | Window | No | None | 3. Without reverse cycle, with louvered sides, and 8,000 to 13,999 Btu/h | No | No |  |  |  | 12 | 10 | 638 | No |  |  |  | 2019-04-01 | 2019-04-11 | United States, Canada | ES_1105164_GJC10BR-A3NRNJ1C_04032019095146_5106042 | No
2359552 | TOSOT | GJC10BR-A6NRNJ1A |  |  | 10200 | Window | No | None | 3. Without reverse cycle, with louvered sides, and 8,000 to 13,999 Btu/h | No | No |  |  |  | 12 | 10 | 638 | No |  |  |  | 2020-05-01 | 2020-05-07 | United States, Canada | ES_1105164_GJC10BR-A6NRNJ1A_05072020061716_80041664 | No
2335945 | TOSOT | GJC12BR-A3NRNJ1C |  |  | 12100 | Window | No | None | 3. Without reverse cycle, with louvered sides, and 8,000 to 13,999 Btu/h | No | No |  |  |  | 12 | 10 | 756 | No |  |  |  | 2019-04-01 | 2019-04-11 | United States, Canada | ES_1105164_GJC12BR-A3NRNJ1C_04032019095523_5323590 | No
2370349 | TOSOT | GJC12BR-A6NRNC5C |  |  | 12100 | Window | No | None | 3. Without reverse cycle, with louvered sides, and 8,000 to 13,999 Btu/h | No | No |  |  |  | 12 | 10 | 756 | No |  |  |  | 2020-10-01 | 2020-11-19 | United States, Canada | ES_1105164_GJC12BR-A6NRNC5C_11302020072523_80061811 | No
2359551 | TOSOT | GJC12BR-A6NRNJ1A |  |  | 12100 | Window | No | None | 3. Without reverse cycle, with louvered sides, and 8,000 to 13,999 Btu/h | No | No |  |  |  | 12 | 10 | 756 | No |  |  |  | 2020-05-01 | 2020-05-07 | United States, Canada | ES_1105164_GJC12BR-A6NRNJ1A_05072020061716_5550000_ | No
2389069 | Vissani | VWA10 |  | 810088360558 | 10000 | Window | No | None | 3. Without reverse cycle, with louvered sides, and 8,000 to 13,999 Btu/h |  | No |  |  |  | 12 | 10 | 625 | No |  |  |  | 2021-12-03 | 2021-12-10 | United States | ES_31912_VWA10_12102021003281_9776079 | No
2321517 | Whirlpool | WHAT081-1AW |  |  | 8000 | Through the Wall | No | None | 8a. Without reverse cycle, without louvered sides, and 8,000 to 10,999 Btu/h |  | No |  |  |  | 10.6 | 10 | 566 | No |  |  |  | 2018-06-22 | 2018-06-22 | United States | ES_1055302_WHAT081-1AW_06222018054403_6243217 | No
2321515 | Whirlpool | WHAT101-1AW |  |  | 10000 | Through the Wall | No | None | 8a. Without reverse cycle, without louvered sides, and 8,000 to 10,999 Btu/h |  | No |  |  |  | 10.6 | 10 | 708 | No |  |  |  | 2018-06-22 | 2018-06-22 | United States | ES_1055302_WHAT101-1AW_06222018054421_6261334 | No
2333434 | Whirlpool | WHAT102-2AW |  |  | 10000 | Through the Wall | No | None | 8a. Without reverse cycle, without louvered sides, and 8,000 to 10,999 Btu/h | No | No |  |  |  | 10.6 | 10 | 708 | No |  |  |  | 2019-02-10 | 2019-02-10 | United States | ES_1055302_WHAT102-2AW_02132019062426_9066894 | No
2393070 | Whirlpool | WHAT102-2BW |  | 840148715332 | 10100 | Through the Wall | No | None | 8a. Without reverse cycle, without louvered sides, and 8,000 to 10,999 Btu/h |  | No |  |  |  | 10.6 | 10 | 715 | No |  |  |  | 2022-02-15 | 2022-02-17 | United States, Canada | ES_1055302_WHAT102-2BW_021620222317117_4449895 | No
2321514 | Whirlpool | WHAT121-1AW |  |  | 12000 | Through the Wall | No | None | 8b. Without reverse cycle, without louvered sides, and 11,000 to 13,999 Btu/h |  | No |  |  |  | 10.5 | 11 | 857 | No |  |  |  | 2018-06-22 | 2018-06-22 | United States | ES_1055302_WHAT121-1AW_06222018054438_6278236 | No
2321516 | Whirlpool | WHAT122-2AW |  |  | 12000 | Through the Wall | No | None | 8b. Without reverse cycle, without louvered sides, and 11,000 to 13,999 Btu/h |  | No |  |  |  | 10.5 | 11 | 857 | No |  |  |  | 2018-06-22 | 2018-06-22 | United States | ES_1055302_WHAT122-2AW_06222018054454_6294924 | No
2368986 | Whirlpool | WHAW061CW |  |  | 6000 | Window | No | None | 2. Without reverse cycle, with louvered sides, and 6,000 to 7,999 Btu/h |  | No |  |  |  | 12.1 | 10 | 372 | No |  |  |  | 2020-10-28 | 2020-10-29 | United States, Canada | ES_1055302_WHAW061CW_10292020095421_5261342 | No
2286526 | Whirlpool | WHAW081BW |  |  | 8000 | Window | No | None | 3. Without reverse cycle, with louvered sides, and 8,000 to 13,999 Btu/h |  | No |  |  |  | 12 | 10 | 500 | No |  |  |  | 2016-12-18 | 2016-12-16 | United States | ES_1055302_WHAW081BW_12192016123148_0708086 | No
2368988 | Whirlpool | WHAW081CW |  |  | 8000 | Window | No | None | 3. Without reverse cycle, with louvered sides, and 8,000 to 13,999 Btu/h |  | No |  |  |  | 12 | 10 | 500 | No |  |  |  | 2020-10-28 | 2020-10-29 | United States, Canada | ES_1055302_WHAW081CW_10292020100117_5677207 | No
2286532 | Whirlpool | WHAW101BW |  |  | 10000 | Window | No | None | 3. Without reverse cycle, with louvered sides, and 8,000 to 13,999 Btu/h |  | No |  |  |  | 12 | 10 | 625 | No |  |  |  | 2016-12-18 | 2016-12-16 | United States | ES_1055302_WHAW101BW_12192016123159_0719219 | No
2388176 | Whirlpool | WHAW101CW |  | 840148715295 | 10000 | Window | No | None | 3. Without reverse cycle, with louvered sides, and 8,000 to 13,999 Btu/h |  | No |  |  |  | 12 | 10 | 625 | No |  |  |  | 2021-12-01 | 2021-11-17 | United States, Canada | ES_1055302_WHAW101CW_111720210204558_8646338 | No
2286531 | Whirlpool | WHAW121BW |  |  | 12000 | Window | No | None | 3. Without reverse cycle, with louvered sides, and 8,000 to 13,999 Btu/h |  | No |  |  |  | 12 | 10 | 750 | No |  |  |  | 2016-12-18 | 2016-12-16 | United States | ES_1055302_WHAW121BW_12192016123217_0737613 | No
2388177 | Whirlpool | WHAW121CW |  | 840148715301 | 12100 | Window | No | None | 3. Without reverse cycle, with louvered sides, and 8,000 to 13,999 Btu/h |  | No |  |  |  | 12 | 10 | 756 | No |  |  |  | 2021-12-01 | 2021-11-17 | United States, Canada | ES_1055302_WHAW121CW_111720210204122_1980888 | No
2286530 | Whirlpool | WHAW151BW |  |  | 15000 | Window | No | None | 4. Without reverse cycle, with louvered sides, and 14,000 to 19,999 Btu/h |  | No |  |  |  | 11.8 | 10 | 953 | No |  |  |  | 2016-12-18 | 2016-12-16 | United States | ES_1055302_WHAW151BW_12192016123230_0750199 | No
2388180 | Whirlpool | WHAW151CW |  | 840148715318 | 15000 | Window | No | None | 4. Without reverse cycle, with louvered sides, and 14,000 to 19,999 Btu/h |  | No |  |  |  | 11.8 | 10 | 953 | No |  |  |  | 2021-12-01 | 2021-11-17 | United States, Canada | ES_1055302_WHAW151CW_111720210204719_4307290 | No
2286529 | Whirlpool | WHAW182BW |  |  | 18000 | Window | No | None | 4. Without reverse cycle, with louvered sides, and 14,000 to 19,999 Btu/h |  | No |  |  |  | 11.8 | 10 | 1144 | No |  |  |  | 2016-12-18 | 2016-12-16 | United States | ES_1055302_WHAW182BW_12192016123242_0762243 | No
2388182 | Whirlpool | WHAW182CW |  | 840148715325 | 18000 | Window | No | None | 4. Without reverse cycle, with louvered sides, and 14,000 to 19,999 Btu/h |  | No |  |  |  | 11.8 | 10 | 1144 | No |  |  |  | 2021-12-01 | 2021-11-17 | United States, Canada | ES_1055302_WHAW182CW_111720210206669_9370241 | No
2286527 | Whirlpool | WHAW242BW |  |  | 24000 | Window | No | None | 5a. Without reverse cycle, with louvered sides, and 20,000 to 27,999 Btu/h |  | No |  |  |  | 10.3 | 10 | 1748 | No |  |  |  | 2016-12-18 | 2016-12-16 | United States | ES_1055302_WHAW242BW_12192016123304_0784869 | No
2388184 | Whirlpool | WHAW242CW |  | 840148715349 | 24700 | Window | No | None | 5a. Without reverse cycle, with louvered sides, and 20,000 to 27,999 Btu/h |  | No |  |  |  | 10.3 | 10 | 1798 | No |  |  |  | 2021-12-01 | 2021-11-17 | United States, Canada | ES_1055302_WHAW242CW_111720210206311_2835481 | No
2370279 | WINIA | WWC8-C06RC40-X |  |  | 6000 | Window | No | None | 2. Without reverse cycle, with louvered sides, and 6,000 to 7,999 Btu/h |  | No |  |  |  | 12.1 | 10 | 372 | No |  |  |  | 2020-11-25 | 2020-11-27 | United States | ES_1108205_WWC8-C06RC40-X_11272020021391_2051955 | No
2370280 | WINIA | WWC8-C08RC40-X |  |  | 8000 | Window | No | None | 3. Without reverse cycle, with louvered sides, and 8,000 to 13,999 Btu/h |  | No |  |  |  | 12 | 10 | 500 | No |  |  |  | 2020-11-25 | 2020-11-27 | United States | ES_1108205_WWC8-C08RC40-X_112720200213828_3819419 | No
2335159 | Friedrich | KHL24A35A |  |  | 24000 | Window | Yes | None | 13. With reverse cycle, with louvered sides, and 20,000 Btu/h or more |  | No |  |  |  | 10.2 | 10 | 1765 | No |  |  |  | 2019-03-15 | 2019-03-22 | United States, Canada | ES_31705_KHL24A35A_03252019170149_3309403 | No
2335160 | Friedrich | KHM18A34A |  |  | 17500 | Window | Yes | None | 11. With reverse cycle, with louvered sides, and less than 20,000 Btu/h |  | No |  |  |  | 10.8 | 10 | 1215 | No |  |  |  | 2019-03-15 | 2019-03-22 | United States, Canada | ES_31705_KHM18A34A_03252019171229_3949822 | No
2335161 | Friedrich | KHS10A10A |  |  | 10000 | Window | Yes | None | 11. With reverse cycle, with louvered sides, and less than 20,000 Btu/h |  | No |  |  |  | 10.8 | 10 | 694 | No |  |  |  | 2019-03-15 | 2019-03-22 | United States, Canada | ES_31705_KHS10A10A_03252019172833_4913856 | No
2335162 | Friedrich | KHS12A33A |  |  | 12000 | Window | Yes | None | 11. With reverse cycle, with louvered sides, and less than 20,000 Btu/h |  | No |  |  |  | 10.8 | 10 | 833 | No |  |  |  | 2019-03-15 | 2019-03-22 | United States, Canada | ES_31705_KHS12A33A_03252019173656_5416935 | No
2403312 | Gradient | RRHP01 |  |  | 8600 | Window | Yes | None | 11. With reverse cycle, with louvered sides, and less than 20,000 Btu/h | Yes | No | R32 | R-32 (GWP:675 ¦ Lower GWP) |  | 10.8 | 10 | 597 | No |  |  |  | 2022-10-24 | 2022-10-19 | United States | ES_1147758_RRHP01_10172022155337_7717248 | No
2453038 | LUBECK | 57H-ID0-B12HRFN8BCL0 |  | 202301946727 | 12000 | Window | Yes | None | 11. With reverse cycle, with louvered sides, and less than 20,000 Btu/h | Yes | Yes | R-32 | R-32 (GWP:675 ¦ Lower GWP) |  | 13.3 | 36 | 677 | No |  |  |  | 2023-03-22 | 2023-04-06 | United States, Canada | ES_1127347_57H-ID0-B12HRFN8BCL0_040620230327410_9654989 | Yes
2453073 | Keystone | KSTAW08INV-HC |  | 840148724389 | 8000 | Window | Yes | None | 11. With reverse cycle, with louvered sides, and less than 20,000 Btu/h | Yes | Yes | R-32 | R-32 (GWP:675 ¦ Lower GWP) |  | 14.5 | 48 | 414 | No |  |  |  | 2023-04-04 | 2023-04-07 | United States, Canada | ES_1055302_KSTAW08INV-HC_040720230730708_5821191 | Yes
2453074 | Keystone | KSTAW12INV-HC |  | 840148724396 | 12000 | Window | Yes | None | 11. With reverse cycle, with louvered sides, and less than 20,000 Btu/h | Yes | Yes | R-32 | R-32 (GWP:675 ¦ Lower GWP) |  | 13.3 | 36 | 677 | No |  |  |  | 2023-04-04 | 2023-04-07 | United States, Canada | ES_1055302_KSTAW12INV-HC_040720230733943_5670808 | Yes
2453262 | Midea | MWAUQB-08HRFN8-BCL0 |  |  | 8000 | Window | Yes | None | 11. With reverse cycle, with louvered sides, and less than 20,000 Btu/h | Yes | Yes | R-32 | R-32 (GWP:675 ¦ Lower GWP) |  | 14.5 | 48 | 414 | No |  |  |  | 2023-04-07 | 2023-04-13 | United States, Canada | ES_1138537_MWAUQB-08HRFN8-BCL0_04132023043596_9881063 | Yes
2453263 | Midea | MWAUQB-12HRFN8-BCL0 |  |  | 12000 | Window | Yes | None | 11. With reverse cycle, with louvered sides, and less than 20,000 Btu/h | Yes | Yes | R-32 | R-32 (GWP:675 ¦ Lower GWP) |  | 13.3 | 36 | 677 | No |  |  |  | 2023-04-07 | 2023-04-13 | United States, Canada | ES_1138537_MWAUQB-12HRFN8-BCL0_041320230550905_1248983 | Yes
2393555 | MobilComfort | MCSD5-10HW7 | ,MCSD5-10HW, | 810850030979;810850031013 | 10100 | Window | Yes | None | 11. With reverse cycle, with louvered sides, and less than 20,000 Btu/h | Yes | No | R-410A | R-410A (GWP:2088) |  | 10.8 | 10 | 701 | No |  |  |  | 2022-05-20 | 2022-03-04 | United States | ES_1145032_MCSD5-10HW7_03022022201547_347254 | No
2393556 | OSLO | OSHB5-10H7 | ,OSHB-10HW,; ,OSHB5-10HW, | 810850030702;810850031020;810850031051 | 10100 | Window | Yes | None | 11. With reverse cycle, with louvered sides, and less than 20,000 Btu/h | Yes | No | R-410A | R-410A (GWP:2088) |  | 10.8 | 10 | 701 | No |  |  |  | 2022-05-20 | 2022-03-04 | United States | ES_1145032_OSHB5-10H7_03022022201547_7976480 | No
2392703 | Midea | MAW12HV1CWT |  | 810040948831 | 12000 | Window | Yes | None | 11. With reverse cycle, with louvered sides, and less than 20,000 Btu/h |  | No |  |  |  | 13.3 | 36 | 677 | No |  |  |  | 2022-01-25 | 2022-02-07 | United States | ES_1138537_MAW12HV1CWT_020720220134393_6288675 | No
2393554 | Soleusair | WS4-10EH7W-301 | ,W*5-10EH7W-###,; ,W*5-10EHW-###,; ,WS4-10EHW-301, | 810850030368;810850030672;810850030962;810850031006 | 10100 | Window | Yes | None | 11. With reverse cycle, with louvered sides, and less than 20,000 Btu/h | Yes | No | R-410A | R-410A (GWP:2088) |  | 10.8 | 10 | 701 | No |  |  |  | 2022-05-20 | 2022-03-04 | United States | ES_1145032_WS4-10EH7W-301_03022022201546_8389093 | No

## 6-25 ESTAR Room AC List (hidden)
Qualifies for ENERGY STAR Tier | Qualifies for ENERGY STAR +10% Tier | Qualifies after 6/25? | ENERGY STAR Unique ID | Brand Name | Model Number | Additional Model Information | UPC | Height (inches) | Width (inches) | Depth (inches) | Weight (lbs) | Cooling Capacity (Btu/hr) | Voltage (volts) | Type | Installation Mounting Type | Support Bracket | Heating Mode | Casement Window | Product Class | Variable Speed Compressor | Low Noise | Refrigerant Type | Refrigerant with GWP | Combined Energy Efficiency Ratio (CEER) | Percent Less Energy Use than US Federal Standard | Annual Energy Use (kWh/yr) | Connected Capable | Connects Using | Communication Hardware Architecture | DR Protocol | Primary Communication Module/Device Brand Name and Model Number | Network Security Standards | Network Standby Power (watts) | Is Broadband Internet Connection Needed for Demand Response? | Direct on-premises Open-standard Based Interconnection | Date Available On Market | Date Certified | Markets | CB Model Identifier | Meets ENERGY STAR Most Efficient 2024 Criteria
Yes | Yes | #REF! | 2620522 | Midea | MW10MSWBA6RCM |  | 687636006615 | 13.5 | 19.2 | 22 | 53.1 | 10000 | 115 | Window | Straddles Window | Yes | No | None | 3. Without reverse cycle, with louvered sides, and 8,000 to 13,999 Btu/h | Yes | No | R-32 | R-32 (GWP:675 ¦ Lower GWP) | 15 | 38 | 500 | No | [8 empty] | 2023-07-18 | 2023-07-18 | United States, Canada | ES_1138537_MW10MSWBA6RCM_07272023171057_80176132 | No
Yes | Yes | #REF! | 2620526 | Midea | MW12MSWBA5RCM |  | 687636005984 | 13.5 | 19.2 | 22 | 53.1 | 12000 | 115 | Window | Straddles Window | Yes | No | None | 3. Without reverse cycle, with louvered sides, and 8,000 to 13,999 Btu/h | Yes | No | R-32 | R-32 (GWP:675 ¦ Lower GWP) | 15 | 38 | 600 | No | [8 empty] | 2023-07-18 | 2023-07-18 | United States, Canada | ES_1138537_MW12MSWBA5RCM_07272023171057_80176132 | No
Yes | Yes | #REF! | 2620527 | Midea | MW12MSWBA6RCM |  | 687636006868 | 13.5 | 19.2 | 22 | 53.1 | 12000 | 115 | Window | Straddles Window | Yes | No | None | 3. Without reverse cycle, with louvered sides, and 8,000 to 13,999 Btu/h | Yes | No | R-32 | R-32 (GWP:675 ¦ Lower GWP) | 15 | 38 | 600 | No | [8 empty] | 2023-07-18 | 2023-07-18 | United States, Canada | ES_1138537_MW12MSWBA6RCM_07272023171057_80176132 | No
#N/A | #N/A | #REF! | 2453262 | Midea | MWAUQB-08HRFN8-BCL0 |  |  | 13.9 | 19.4 | 22.2 | 56 | 8000 | 115 | Window | Straddles Window | No | Yes | None | 11. With reverse cycle, with louvered sides, and less than 20,000 Btu/h | Yes | Yes | R-32 | R-32 (GWP:675 ¦ Lower GWP) | 14.5 | 48 | 414 | No | [8 empty] | 2023-04-07 | 2023-04-13 | United States, Canada | ES_1138537_MWAUQB-08HRFN8-BCL0_04132023043596_9881063 | Yes
#N/A | #N/A | #REF! | 2453263 | Midea | MWAUQB-12HRFN8-BCL0 |  |  | 13.9 | 19.4 | 22.2 | 58 | 12000 | 115 | Window | Straddles Window | No | Yes | None | 11. With reverse cycle, with louvered sides, and less than 20,000 Btu/h | Yes | No | R-32 | R-32 (GWP:675 ¦ Lower GWP) | 13.3 | 36 | 677 | No | [8 empty] | 2023-04-07 | 2023-04-13 | United States, Canada | ES_1138537_MWAUQB-12HRFN8-BCL0_041320230550905_1248983 | No
Yes | Yes | #REF! | 2977679 | Midea | MWCUWA-12CRFN8-BCN10 |  |  | 14.7 | 21.7 | 19 | 50.9 | 12000 | 115 | Window | Does Not Straddle Window or Windowsill | No | No | None | 3. Without reverse cycle, with louvered sides, and 8,000 to 13,999 Btu/h | Yes | No | R-32 | R-32 (GWP:675 ¦ Lower GWP) | 15 | 38 | 600 | No | [8 empty] | 2023-12-19 | 2023-12-20 | United States, Canada | ES_1138537_MWCUWA-12CRFN8-BCN10_122020230849311_1190330 | No
Yes | Yes | #REF! | 2731999 | Midea | OWH121CV4A |  | 822733420494 | 14.7 | 21.7 | 19 | 50.9 | 12000 | 115 | Window | Does Not Straddle Window or Windowsill | No | No | None | 3. Without reverse cycle, with louvered sides, and 8,000 to 13,999 Btu/h | Yes | No | R-32 | R-32 (GWP:675 ¦ Lower GWP) | 15 | 38 | 600 | No | [8 empty] | 2023-10-31 | 2023-10-31 | Canada | ES_1136068_OWH121CV4A_11012023095826_80188020 | No
Yes | Yes | #REF! | 3417524 | Noma | 043-8814-4 |  | 810088361951 | 14.6 | 18.9 | 21.5 | 50.7 | 8000 | 115 | Window | Does Not Straddle Window or Windowsill | No | No | None | 3. Without reverse cycle, with louvered sides, and 8,000 to 13,999 Btu/h | Yes | No | R-32 | R-32 (GWP:675 ¦ Lower GWP) | 15 | 38 | 400 | No | [8 empty] | 2024-02-20 | 2024-02-23 | Canada | ES_1025242_043-8814-4_02212024150151_4147149 | No
Yes | Yes | #REF! | 3417543 | Noma | 043-8815-2 |  | 810088361968 | 14.6 | 18.9 | 21.5 | 53.6 | 10000 | 115 | Window | Does Not Straddle Window or Windowsill | No | No | None | 3. Without reverse cycle, with louvered sides, and 8,000 to 13,999 Btu/h | Yes | No | R-32 | R-32 (GWP:675 ¦ Lower GWP) | 15 | 38 | 500 | No | [8 empty] | 2024-02-20 | 2024-02-26 | Canada | ES_1025242_043-8815-2_02212024150555_9304315 | No
Yes | Yes | #REF! | 2740368 | Noma iQ | 143-0087-4 |  | 810088365232 | 14.6 | 18.9 | 21.5 | 50.7 | 8000 | 115 | Window | Does Not Straddle Window or Windowsill | No | No | None | 3. Without reverse cycle, with louvered sides, and 8,000 to 13,999 Btu/h | Yes | No | R-32 | R-32 (GWP:675 ¦ Lower GWP) | 15 | 38 | 400 | No | [8 empty] | 2023-11-01 | 2023-11-20 | Canada | ES_1025242_143-0087-4_11182023171753_6553460 | No
Yes | Yes | #REF! | 2740369 | Noma iQ | 143-0088-2 |  | 810088365249 | 14.6 | 18.9 | 21.5 | 53.6 | 10000 | 115 | Window | Does Not Straddle Window or Windowsill | No | No | None | 3. Without reverse cycle, with louvered sides, and 8,000 to 13,999 Btu/h | Yes | No | R-32 | R-32 (GWP:675 ¦ Lower GWP) | 15 | 38 | 500 | No | [8 empty] | 2023-11-01 | 2023-11-20 | Canada | ES_1025242_143-0088-2_11182023173258_1327020 | No
Yes | Yes | #REF! | 2608233 | Perfect aire | 1PACU10000 |  | 842149090883 | 13.5 | 19.2 | 22 | 54 | 10000 | 115 | Window | Straddles Window | Yes | No | None | 3. Without reverse cycle, with louvered sides, and 8,000 to 13,999 Btu/h | Yes | No | R-32 | R-32 (GWP:675 ¦ Lower GWP) | 15 | 38 | 500 | No | [8 empty] | 2021-11-13 | 2021-11-13 | United States, Canada | ES_1121980_1PACU10000_07252023105119_80167523 | No
Yes | Yes | #REF! | 2608235 | Perfect aire | 1PACU12000 |  | 842149090890 | 13.5 | 19.2 | 22 | 56.9 | 12000 | 115 | Window | Straddles Window | Yes | No | None | 3. Without reverse cycle, with louvered sides, and 8,000 to 13,999 Btu/h | Yes | No | R-32 | R-32 (GWP:675 ¦ Lower GWP) | 15 | 38 | 600 | No | [8 empty] | 2021-11-13 | 2021-11-13 | United States, Canada | ES_1121980_1PACU12000_07252023105119_80167523 | No
Yes | Yes | #REF! | 2608231 | Perfect aire | 1PACU8000 |  | 842149090876 | 13.5 | 19.2 | 22 | 53.1 | 8000 | 115 | Window | Straddles Window | Yes | No | None | 3. Without reverse cycle, with louvered sides, and 8,000 to 13,999 Btu/h | Yes | No | R-32 | R-32 (GWP:675 ¦ Lower GWP) | 15 | 38 | 400 | No | [8 empty] | 2021-11-13 | 2021-11-13 | United States, Canada | ES_1121980_1PACU8000_07252023105119_80167523 | No
Yes | Yes | #REF! | 2608234 | Perfect aire | 1PACV10000 |  |  | 13.5 | 19.2 | 22 | 54 | 10000 | 115 | Window | Straddles Window | Yes | No | None | 3. Without reverse cycle, with louvered sides, and 8,000 to 13,999 Btu/h | Yes | No | R-32 | R-32 (GWP:675 ¦ Lower GWP) | 15 | 38 | 500 | No | [8 empty] | 2023-07-25 | 2023-07-25 | United States, Canada | ES_1121980_1PACV10000_07252023105119_80167523 | No
Yes | Yes | #REF! | 2608236 | Perfect aire | 1PACV12000 |  |  | 13.5 | 19.2 | 22 | 56.9 | 12000 | 115 | Window | Straddles Window | Yes | No | None | 3. Without reverse cycle, with louvered sides, and 8,000 to 13,999 Btu/h | Yes | No | R-32 | R-32 (GWP:675 ¦ Lower GWP) | 15 | 38 | 600 | No | [8 empty] | 2023-07-25 | 2023-07-25 | United States, Canada | ES_11219801PACV12000_07252023105119_80167523 | No
Yes | Yes | #REF! | 2608232 | Perfect aire | 1PACV8000 |  |  | 13.5 | 19.2 | 22 | 53.1 | 8000 | 115 | Window | Straddles Window | Yes | No | None | 3. Without reverse cycle, with louvered sides, and 8,000 to 13,999 Btu/h | Yes | No | R-32 | R-32 (GWP:675 ¦ Lower GWP) | 15 | 38 | 400 | No | [8 empty] | 2023-07-25 | 2023-07-25 | United States, Canada | ES_1121980_1PACV8000_07252023105119_80167523 | No
Yes | Yes | #REF! | 3360724 | Richmond | RMV08A10A |  | 724587445206 | 13.2 | 18.5 | 18.9 | 44.5 | 8000 | 115 | Window | Does Not Straddle Window or Windowsill | No | No | None | 3. Without reverse cycle, with louvered sides, and 8,000 to 13,999 Btu/h | Yes | No | R-32 | R-32 (GWP:675 ¦ Lower GWP) | 15 | 38 | 400 | No | [8 empty] | 2024-01-06 | 2024-01-11 | United States | ES_31705_RMV08A10A_01092024140007_3981286 | No
Yes | Yes | #REF! | 3360726 | Richmond | RMV10A10A |  | 724587445213 | 13.2 | 18.5 | 18.9 | 46.3 | 10000 | 115 | Window | Does Not Straddle Window or Windowsill | No | No | None | 3. Without reverse cycle, with louvered sides, and 8,000 to 13,999 Btu/h | Yes | No | R-32 | R-32 (GWP:675 ¦ Lower GWP) | 15 | 38 | 500 | No | [8 empty] | 2024-01-06 | 2024-01-11 | United States | ES_31705_RMV10A10A_01092024140604_7347680 | No
Yes | Yes | #REF! | 3360725 | Richmond | RMV12A10A |  | 724587445220 | 14.6 | 18.9 | 21.5 | 59.5 | 12000 | 115 | Window | Does Not Straddle Window or Windowsill | No | No | None | 3. Without reverse cycle, with louvered sides, and 8,000 to 13,999 Btu/h | Yes | No | R-32 | R-32 (GWP:675 ¦ Lower GWP) | 15 | 38 | 600 | No | [8 empty] | 2024-01-06 | 2024-01-11 | United States | ES_31705_RMV12A10A_01092024141250_4641687 | No
Yes | Yes | #REF! | 2839209 | TCL | H10W4MW | ,H10W4MW-CA, | 846042070959;846042071215 | 14 | 23 | 18.8 | 58.4 | 10000 | 115 | Window | Does Not Straddle Window or Windowsill | No | No | None | 3. Without reverse cycle, with louvered sides, and 8,000 to 13,999 Btu/h | Yes | No | R-32 | R-32 (GWP:675 ¦ Lower GWP) | 15 | 38 | 500 | No | [8 empty] | 2023-11-27 | 2023-12-08 | United States, Canada | ES_1126578_H10W4MW_12052023110020_8521539 | No
Yes | Yes | #REF! | 3387785 | BLACK+DECKER | BD08NWES |  | 810064695360 | 13.5 | 18.6 | 19.6 | 44.1 | 8000 | 115 | Window | Does Not Straddle Window or Windowsill | No | No | None | 3. Without reverse cycle, with louvered sides, and 8,000 to 13,999 Btu/h | Yes | No | R-32 | R-32 (GWP:675 ¦ Lower GWP) | 15 | 38 | 400 | No | [8 empty] | 2024-01-29 | 2024-01-29 | United States, Canada | ES_1126481_BD08NWES_01292024115535_80198615 | No
Yes | Yes | #REF! | 3387786 | BLACK+DECKER | BD10NWES |  | 810064695377 | 13.5 | 18.6 | 19.6 | 46.1 | 10000 | 115 | Window | Does Not Straddle Window or Windowsill | No | No | None | 3. Without reverse cycle, with louvered sides, and 8,000 to 13,999 Btu/h | Yes | No | R-32 | R-32 (GWP:675 ¦ Lower GWP) | 15 | 38 | 500 | No | [8 empty] | 2024-01-29 | 2024-01-29 | United States, Canada | ES_1126481_BD10NWES_01292024115535_80198615 | No
Yes | Yes | #REF! | 3387787 | BLACK+DECKER | BD12NWES |  | 810064695384 | 14.6 | 19.1 | 21.8 | 50.7 | 12000 | 115 | Window | Does Not Straddle Window or Windowsill | No | No | None | 3. Without reverse cycle, with louvered sides, and 8,000 to 13,999 Btu/h | Yes | No | R-32 | R-32 (GWP:675 ¦ Lower GWP) | 15 | 38 | 600 | No | [8 empty] | 2024-01-29 | 2024-01-29 | United States, Canada | ES_1126481_BD12NWES_01292024115535_80198615 | No
Yes | Yes | #REF! | 2620624 | Comfort Aire | RXTS-101A |  | 847283029157 | 13.5 | 19.2 | 22 | 54 | 10000 | 115 | Window | Straddles Window | Yes | No | None | 3. Without reverse cycle, with louvered sides, and 8,000 to 13,999 Btu/h | Yes | No | R-32 | R-32 (GWP:675 ¦ Lower GWP) | 15 | 38 | 500 | No | [8 empty] | 2023-07-18 | 2023-07-18 | United States, Canada | ES_0017771_RXTS-101A_07272023175325_80167537 | No
Yes | Yes | #REF! | 2620625 | Comfort Aire | RXTS-121A |  | 847283029164 | 13.5 | 19.2 | 22 | 56.9 | 12000 | 115 | Window | Straddles Window | Yes | No | None | 3. Without reverse cycle, with louvered sides, and 8,000 to 13,999 Btu/h | Yes | No | R-32 | R-32 (GWP:675 ¦ Lower GWP) | 15 | 38 | 600 | No | [8 empty] | 2023-07-18 | 2023-07-18 | United States, Canada | ES_0017771_RXTS-121A_07272023175325_80167537 | No
Yes | Yes | #REF! | 2620623 | Comfort Aire | RXTS-81A |  | 847283029171 | 13.5 | 19.2 | 22 | 53.1 | 8000 | 115 | Window | Straddles Window | Yes | No | None | 3. Without reverse cycle, with louvered sides, and 8,000 to 13,999 Btu/h | Yes | No | R-32 | R-32 (GWP:675 ¦ Lower GWP) | 15 | 38 | 400 | No | [8 empty] | 2023-07-18 | 2023-07-18 | United States, Canada | ES_0017771_RXTS-81A_07272023175325_80167537 | No
Yes | Yes | #REF! | 3354606 | Danby | DAC080B7IWDB-6 |  | 067638029902 | 13.5 | 19.2 | 22 | 53.1 | 8000 | 115 | Window | Straddles Window | Yes | No | None | 3. Without reverse cycle, with louvered sides, and 8,000 to 13,999 Btu/h | Yes | No | R-32 | R-32 (GWP:675 ¦ Lower GWP) | 15 | 38 | 400 | No | [8 empty] | 2023-12-28 | 2023-12-18 | United States, Canada | ES_0031682_DAC080B7IWDB-6_01022024123846_80193130 | No
Yes | Yes | #REF! | 3354607 | Danby | DAC080B8IWDB-6 |  | 067638030045 | 13.5 | 19.2 | 22 | 53.1 | 8000 | 115 | Window | Straddles Window | Yes | No | None | 3. Without reverse cycle, with louvered sides, and 8,000 to 13,999 Btu/h | Yes | No | R-32 | R-32 (GWP:675 ¦ Lower GWP) | 15 | 38 | 400 | No | [8 empty] | 2023-12-28 | 2023-12-28 | United States, Canada | ES_0031682_DAC080B8IWDB-6_01022024123846_80193130 | No
Yes | Yes | #REF! | 3354608 | Danby | DAC100B8IWDB-6 |  | 067638030069 | 13.5 | 19.2 | 22 | 54 | 10000 | 115 | Window | Straddles Window | Yes | No | None | 3. Without reverse cycle, with louvered sides, and 8,000 to 13,999 Btu/h | Yes | No | R-32 | R-32 (GWP:675 ¦ Lower GWP) | 15 | 38 | 500 | No | [8 empty] | 2023-12-28 | 2023-12-28 | United States, Canada | ES_0031682_DAC100B8IWDB-6_01022024123846_80193130 | No
Yes | Yes | #REF! | 3354609 | Danby | DAC120ECBIWDB |  | 067638031943 | 14.7 | 21.7 | 19 | 50.9 | 12000 | 115 | Window | Does Not Straddle Window or Windowsill | No | No | None | 3. Without reverse cycle, with louvered sides, and 8,000 to 13,999 Btu/h | Yes | No | R-32 | R-32 (GWP:675 ¦ Lower GWP) | 15 | 38 | 600 | No | [8 empty] | 2023-12-28 | 2023-12-28 | United States, Canada | ES_0031682_DAC120ECBIWDB_01022024123846_80193130 | No
Yes | Yes | #REF! | 3417923 | DELLA | 048-TL-W10KI |  | 192928042535 | 13.4 | 20.7 | 19.3 | 57.8 | 10000 | 115 | Window | Does Not Straddle Window or Windowsill | No | No | None | 3. Without reverse cycle, with louvered sides, and 8,000 to 13,999 Btu/h | Yes | No | R-32 | R-32 (GWP:675 ¦ Lower GWP) | 15 | 38 | 500 | No | [8 empty] | 2024-02-28 | 2024-03-04 | United States, Canada | ES_1141693_048-TL-W10KI_02292024172105_3444940 | No
Yes | Yes | #REF! | 3417922 | DELLA | 048-TL-W12KI |  | 192928042542 | 13.4 | 20.7 | 19.3 | 58.6 | 12000 | 115 | Window | Does Not Straddle Window or Windowsill | No | No | None | 3. Without reverse cycle, with louvered sides, and 8,000 to 13,999 Btu/h | Yes | No | R-32 | R-32 (GWP:675 ¦ Lower GWP) | 15 | 38 | 600 | No | [8 empty] | 2024-02-28 | 2024-03-04 | United States, Canada | ES_1141693_048-TL-W12KI_02292024172626_4044153 | No
Yes | Yes | #REF! | 3417924 | DELLA | 048-TL-W8KI |  | 192928042528 | 13.4 | 20.7 | 19.3 | 56.2 | 8000 | 115 | Window | Does Not Straddle Window or Windowsill | No | No | None | 3. Without reverse cycle, with louvered sides, and 8,000 to 13,999 Btu/h | Yes | No | R-32 | R-32 (GWP:675 ¦ Lower GWP) | 15 | 38 | 400 | No | [8 empty] | 2024-02-28 | 2024-03-04 | United States, Canada | ES_1141693_048-TL-W8KI_02292024165059_4724084 | No
Yes | Yes | #REF! | 3361147 | Friedrich | CCV08A10A |  | 724587442316 | 13.4 | 20.7 | 19.3 | 56.2 | 8000 | 115 | Window | Does Not Straddle Window or Windowsill | No | No | None | 3. Without reverse cycle, with louvered sides, and 8,000 to 13,999 Btu/h | Yes | No | R-32 | R-32 (GWP:675 ¦ Lower GWP) | 15 | 38 | 400 | No | [8 empty] | 2023-11-27 | 2024-01-18 | United States, Canada | ES_31705_CCV08A10A_01172024135900_6351434 | No
Yes | Yes | #REF! | 3361148 | Friedrich | CCV10A10A |  | 724587442328 | 13.4 | 20.7 | 19.3 | 57.8 | 10000 | 115 | Window | Does Not Straddle Window or Windowsill | No | No | None | 3. Without reverse cycle, with louvered sides, and 8,000 to 13,999 Btu/h | Yes | No | R-32 | R-32 (GWP:675 ¦ Lower GWP) | 15 | 38 | 500 | No | [8 empty] | 2023-11-27 | 2024-01-18 | United States, Canada | ES_31705_CCV10A10A_01172024140454_4386407 | No
Yes | Yes | #REF! | 3361146 | Friedrich | CCV12A10A |  | 724587442335 | 13.4 | 20.7 | 19.3 | 58.6 | 12000 | 115 | Window | Does Not Straddle Window or Windowsill | No | No | None | 3. Without reverse cycle, with louvered sides, and 8,000 to 13,999 Btu/h | Yes | No | R-32 | R-32 (GWP:675 ¦ Lower GWP) | 15 | 38 | 600 | No | [8 empty] | 2023-11-27 | 2024-01-18 | United States, Canada | ES_31705_CCV12A10A_01172024140929_4342157 | No
Yes | Yes | #REF! | 2838994 | Frigidaire | FHWW085WE1 |  | 012505285387 | 13.5 | 18.6 | 19.6 | 44.1 | 8000 | 115 | Window | Does Not Straddle Window or Windowsill | No | No | None | 3. Without reverse cycle, with louvered sides, and 8,000 to 13,999 Btu/h | Yes | No | R-32 | R-32 (GWP:675 ¦ Lower GWP) | 15 | 38 | 400 | No | [8 empty] | 2023-12-06 | 2023-12-06 | United States, Canada | ES_1021080_FHWW085WE1_12072023101732_80189695 | No
Yes | Yes | #REF! | 2838991 | Frigidaire | FHWW105WE1 |  | 012505285394 | 13.5 | 18.6 | 19.6 | 46.1 | 10000 | 115 | Window | Does Not Straddle Window or Windowsill | No | No | None | 3. Without reverse cycle, with louvered sides, and 8,000 to 13,999 Btu/h | Yes | No | R-32 | R-32 (GWP:675 ¦ Lower GWP) | 15 | 38 | 500 | No | [8 empty] | 2023-12-06 | 2023-12-06 | United States, Canada | ES_1021080_FHWW105WE1_12072023101732_80189695 | No
Yes | Yes | #REF! | 2838992 | Frigidaire | FHWW125WE1 |  | 012505285400 | 14.6 | 19.1 | 21.8 | 50.7 | 12000 | 115 | Window | Does Not Straddle Window or Windowsill | No | No | None | 3. Without reverse cycle, with louvered sides, and 8,000 to 13,999 Btu/h | Yes | No | R-32 | R-32 (GWP:675 ¦ Lower GWP) | 15 | 38 | 600 | No | [8 empty] | 2023-12-06 | 2023-12-06 | United States, Canada | ES_1021080_FHWW125WE1_12072023101732_80189695 | No
Yes | Yes | #REF! | 2838993 | Frigidaire | FHWW145WE1 |  | 012505285417 | 14.6 | 19.1 | 21.8 | 56.3 | 14000 | 115 | Window | Does Not Straddle Window or Windowsill | No | No | None | 4. Without reverse cycle, with louvered sides, and 14,000 to 19,999 Btu/h | Yes | No | R-32 | R-32 (GWP:675 ¦ Lower GWP) | 15 | 40 | 700 | No | [8 empty] | 2023-12-06 | 2023-12-06 | United States, Canada | ES_1021080_FHWW145WE1_12072023101732_80189695 | No
Yes | Yes | #REF! | 2838995 | Frigidaire | FHWW185WE2 | ,,Dual voltage 230/208 | 012505285424 | 17.9 | 23.6 | 25.4 | 95.9 | 18000 | 230 | Window | Does Not Straddle Window or Windowsill | No | No | None | 4. Without reverse cycle, with louvered sides, and 14,000 to 19,999 Btu/h | Yes | No | R-32 | R-32 (GWP:675 ¦ Lower GWP) | 15 | 40 | 900 | No | [8 empty] | 2023-12-06 | 2023-12-06 | United States, Canada | ES_1021080_FHWW185WE2_12072023101732_80189695 | No
Yes | Yes | #REF! | 2838996 | Frigidaire | FHWW245WE2 | ,,Dual voltage 230/208 | 012505285431 | 17.9 | 23.6 | 25.4 | 103 | 24000 | 230 | Window | Does Not Straddle Window or Windowsill | No | No | None | 5a. Without reverse cycle, with louvered sides, and 20,000 to 27,999 Btu/h | Yes | No | R-32 | R-32 (GWP:675 ¦ Lower GWP) | 13.3 | 41 | 1353 | No | [8 empty] | 2023-12-06 | 2023-12-06 | United States, Canada | ES_1021080_FHWW245WE2_12072023101732_80189695 | No
Yes | Yes | #REF! | 2650036 | Frigidaire Gallery | GHWQ083WC1 |  | 12505284120 | 13.5 | 19.2 | 22 | 53.1 | 8000 | 115 | Window | Straddles Window | Yes | No | None | 3. Without reverse cycle, with louvered sides, and 8,000 to 13,999 Btu/h | Yes | No | R-32 | R-32 (GWP:675 ¦ Lower GWP) | 15 | 38 | 400 | No | [8 empty] | 2023-09-07 | 2023-09-07 | United States, Canada | ES_1021080_GHWQ083WC1_09072023120847_80181101 | No
Yes | Yes | #REF! | 2650035 | Frigidaire Gallery | GHWQ085WD1 |  | 12505284809 | 13.5 | 19.2 | 22 | 53.1 | 8000 | 115 | Window | Straddles Window | Yes | No | None | 3. Without reverse cycle, with louvered sides, and 8,000 to 13,999 Btu/h | Yes | No | R-32 | R-32 (GWP:675 ¦ Lower GWP) | 15 | 38 | 400 | No | [8 empty] | 2023-09-07 | 2023-09-07 | United States, Canada | ES_1021080_GHWQ085WD1_09072023120847_80181101 | No
Yes | Yes | #REF! | 2650038 | Frigidaire Gallery | GHWQ103WC1 |  | 12505284137 | 13.5 | 19.2 | 22 | 54 | 10000 | 115 | Window | Straddles Window | Yes | No | None | 3. Without reverse cycle, with louvered sides, and 8,000 to 13,999 Btu/h | Yes | No | R-32 | R-32 (GWP:675 ¦ Lower GWP) | 15 | 38 | 500 | No | [8 empty] | 2023-09-07 | 2023-09-07 | United States, Canada | ES_1021080_GHWQ103WC1_09072023120847_80181101 | No
Yes | Yes | #REF! | 2650037 | Frigidaire Gallery | GHWQ105WD1 |  | 12505284816 | 13.5 | 19.2 | 22 | 54 | 10000 | 115 | Window | Straddles Window | Yes | No | None | 3. Without reverse cycle, with louvered sides, and 8,000 to 13,999 Btu/h | Yes | No | R-32 | R-32 (GWP:675 ¦ Lower GWP) | 15 | 38 | 500 | No | [8 empty] | 2023-09-07 | 2023-09-07 | United States, Canada | ES_1021080_GHWQ105WD1_09072023120847_80181101 | No
Yes | Yes | #REF! | 2650040 | Frigidaire Gallery | GHWQ123WC1 |  | 12505284144 | 13.5 | 19.2 | 22 | 56.9 | 12000 | 115 | Window | Straddles Window | Yes | No | None | 3. Without reverse cycle, with louvered sides, and 8,000 to 13,999 Btu/h | Yes | No | R-32 | R-32 (GWP:675 ¦ Lower GWP) | 15 | 38 | 600 | No | [8 empty] | 2023-09-07 | 2023-09-07 | United States, Canada | ES_1021080_GHWQ123WC1_09072023120847_80181101 | No
Yes | Yes | #REF! | 2650039 | Frigidaire Gallery | GHWQ125WD1 |  | 12505284823 | 13.5 | 19.2 | 22 | 56.9 | 12000 | 115 | Window | Straddles Window | Yes | No | None | 3. Without reverse cycle, with louvered sides, and 8,000 to 13,999 Btu/h | Yes | No | R-32 | R-32 (GWP:675 ¦ Lower GWP) | 15 | 38 | 600 | No | [8 empty] | 2023-09-07 | 2023-09-07 | United States, Canada | ES_1021080_GHWQ125WD1_09072023120847_80181101 | No
Yes | Yes | #REF! | 2684127 | GE Profile | AHTR10ACH2 |  | 084691862659 | 14 | 10.6 | 19.9 | 65 | 10100 | 115 | Window | Does Not Straddle Window or Windowsill | Yes | No | None | 3. Without reverse cycle, with louvered sides, and 8,000 to 13,999 Btu/h | Yes | No | R-32 | R-32 (GWP:675 ¦ Lower GWP) | 15.7 | 44 | 482 | No | [8 empty] | 2021-12-09 | 2023-10-26 | United States | ES_1123206_AHTR10ACH2_10232023153049_9869958 | No
Yes | Yes | #REF! | 2684128 | GE Profile | AHTR12ACH2 |  | 084691862666 | 14 | 10.6 | 19.9 | 68 | 12200 | 115 | Window | Does Not Straddle Window or Windowsill | Yes | No | None | 3. Without reverse cycle, with louvered sides, and 8,000 to 13,999 Btu/h | Yes | No | R-32 | R-32 (GWP:675 ¦ Lower GWP) | 15.4 | 41 | 594 | No | [8 empty] | 2021-12-09 | 2023-10-26 | United States | ES_1123206_AHTR12ACH2_10232023153609_5797387 | No
Yes | Yes | #REF! | 2684129 | GE Profile | AHTR14AC*# | ,AHTR14BA*#, | 084691862673 | 14 | 10.6 | 19.9 | 103 | 13500 | 115 | Window | Does Not Straddle Window or Windowsill | Yes | No | None | 3. Without reverse cycle, with louvered sides, and 8,000 to 13,999 Btu/h | Yes | No | R-32 | R-32 (GWP:675 ¦ Lower GWP) | 14.7 | 35 | 689 | No | [8 empty] | 2022-03-01 | 2023-10-26 | United States | ES_1123206_AHTR14AC*#_10232023154549_8885309 | No
Yes | Yes | #REF! | 2684130 | GE Profile | PHNT10CCH1 |  | 08469191797 | 12.8 | 19.7 | 28 | 80 | 10300 | 115 | Window | Straddles Windowsill | Yes | No | None | 3. Without reverse cycle, with louvered sides, and 8,000 to 13,999 Btu/h | Yes | No | R-32 | R-32 (GWP:675 ¦ Lower GWP) | 14.7 | 35 | 526 | No | [8 empty] | 2023-01-06 | 2023-10-26 | United States | ES_1123206_PHNT10CCH1_10232023163058_8050805 | No
Yes | Yes | #REF! | 2684132 | GE Profile | PHNT12CCH1 |  | 08469191798 | 12.8 | 19.7 | 28 | 80 | 12200 | 115 | Window | Straddles Windowsill | Yes | No | None | 3. Without reverse cycle, with louvered sides, and 8,000 to 13,999 Btu/h | Yes | No | R-32 | R-32 (GWP:675 ¦ Lower GWP) | 14.7 | 35 | 622 | No | [8 empty] | 2023-01-06 | 2023-10-26 | United States | ES_1123206_PHNT12CCH1_10232023162410_537073 | No
Yes | Yes | #REF! | 2765428 | GE Profile | PWDV08W**# |  | 084691943297 | 13.6 | 18.5 | 19 | 43.2 | 8000 | 115 | Window | Does Not Straddle Window or Windowsill | Yes | No | None | 3. Without reverse cycle, with louvered sides, and 8,000 to 13,999 Btu/h | Yes | No | R-32 | R-32 (GWP:675 ¦ Lower GWP) | 15 | 38 | 400 | No | [8 empty] | 2024-02-15 | 2023-11-23 | United States | ES_1123206_PWDV08W**#_11202023141819_9556390 | No
Yes | Yes | #REF! | 2765429 | GE Profile | PWDV10W**# |  | 084691943303 | 13.6 | 18.5 | 19 | 45.1 | 10000 | 115 | Window | Does Not Straddle Window or Windowsill | Yes | No | None | 3. Without reverse cycle, with louvered sides, and 8,000 to 13,999 Btu/h | Yes | No | R-32 | R-32 (GWP:675 ¦ Lower GWP) | 15 | 38 | 500 | No | [8 empty] | 2024-02-15 | 2023-11-23 | United States | ES_1123206_PWDV10W**#_11202023142852_6974603 | No
Yes | Yes | #REF! | 2765430 | GE Profile | PWDV12W**# |  | 084691943310 | 14.7 | 19 | 21.7 | 49.9 | 12000 | 115 | Window | Does Not Straddle Window or Windowsill | Yes | No | None | 3. Without reverse cycle, with louvered sides, and 8,000 to 13,999 Btu/h | Yes | No | R-32 | R-32 (GWP:675 ¦ Lower GWP) | 15 | 38 | 600 | No | [8 empty] | 2024-02-15 | 2023-11-23 | United States | ES_1123206_PWDV12W**#_11202023143404_8143121 | No
Yes | Yes | #REF! | 2765431 | GE Profile | PWDV14W**# |  | 084691943327 | 14.7 | 19 | 21.7 | 55.3 | 14000 | 115 | Window | Does Not Straddle Window or Windowsill | Yes | No | None | 4. Without reverse cycle, with louvered sides, and 14,000 to 19,999 Btu/h | Yes | No | R-32 | R-32 (GWP:675 ¦ Lower GWP) | 15 | 40 | 700 | No | [8 empty] | 2024-02-15 | 2023-11-23 | United States | ES_1123206_PWDV14W**#_11202023143906_5548059 | No
#N/A | #N/A | #REF! | 2673863 | GREE | GJH09BW-A6DRNL1A |  |  | 15.3 | 26 | 27.5 | 116 | 9300 | 115 | Window | Straddles Window | Yes | Yes | None | 11. With reverse cycle, with louvered sides, and less than 20,000 Btu/h | Yes | No | R-32 | R-32 (GWP:675 ¦ Lower GWP) | 13.8 | 41 | 505 | No | [8 empty] | 2023-09-18 | 2023-09-18 | United States, Canada | ES_1105164_GJH09BW-A6DRNL1A_09292023120031_80167529 | No
Yes | Yes | #REF! | 3425482 | Hisense | AHW0823TW1W |  | 810088366352 | 13.2 | 18.5 | 18.9 | 44.5 | 8000 | 115 | Window | Does Not Straddle Window or Windowsill | No | No | None | 3. Without reverse cycle, with louvered sides, and 8,000 to 13,999 Btu/h | Yes | No | R-32 | R-32 (GWP:675 ¦ Lower GWP) | 15 | 38 | 400 | No | [8 empty] | 2024-03-27 | 2024-04-03 | United States | ES_1115137_AHW0823TW1W_03292024101816_7505761 | No
Yes | Yes | #REF! | 3174245 | Insignia | NS-AC12WWH5-C |  | 600603303067 | 14.7 | 21.7 | 19 | 50.9 | 12000 | 115 | Window | Does Not Straddle Window or Windowsill | No | No | None | 3. Without reverse cycle, with louvered sides, and 8,000 to 13,999 Btu/h | Yes | No | R-32 | R-32 (GWP:675 ¦ Lower GWP) | 15 | 38 | 600 | No | [8 empty] | 2023-12-20 | 2023-12-22 | Canada | ES_1059185_NS-AC12WWH5-C_122220231037728_3631320 | No
Yes | Yes | #REF! | 3387781 | Keystone | KSTAW08INV |  | 840148724358 | 13.5 | 19.2 | 22 | 53.1 | 8000 | 115 | Window | Straddles Window | Yes | No | None | 3. Without reverse cycle, with louvered sides, and 8,000 to 13,999 Btu/h | Yes | No | R-32 | R-32 (GWP:675 ¦ Lower GWP) | 15 | 38 | 400 | No | [8 empty] | 2024-01-29 | 2024-01-29 | United States, Canada | ES_1055302_KSTAW08INV_01292024112932_80198612 | No
#N/A | #N/A | #REF! | 2453073 | Keystone | KSTAW08INV-HC |  | 840148724389 | 13.9 | 19.4 | 22.2 | 56 | 8000 | 115 | Window | Straddles Window | No | Yes | None | 11. With reverse cycle, with louvered sides, and less than 20,000 Btu/h | Yes | Yes | R-32 | R-32 (GWP:675 ¦ Lower GWP) | 14.5 | 48 | 414 | No | [8 empty] | 2023-04-04 | 2023-04-07 | United States, Canada | ES_1055302_KSTAW08INV-HC_040720230730708_5821191 | Yes
Yes | Yes | #REF! | 3387782 | Keystone | KSTAW10INV |  | 840148724365 | 13.5 | 19.2 | 22 | 54 | 10000 | 115 | Window | Straddles Window | Yes | No | None | 3. Without reverse cycle, with louvered sides, and 8,000 to 13,999 Btu/h | Yes | No | R-32 | R-32 (GWP:675 ¦ Lower GWP) | 15 | 38 | 500 | No | [8 empty] | 2024-01-29 | 2024-01-29 | United States, Canada | ES_1055302_KSTAW10INV_01292024112932_80198612 | No
Yes | Yes | #REF! | 3387783 | Keystone | KSTAW12INV |  | 840148724372 | 13.5 | 19.2 | 22 | 56.9 | 12000 | 115 | Window | Straddles Window | Yes | No | None | 3. Without reverse cycle, with louvered sides, and 8,000 to 13,999 Btu/h | Yes | No | R-32 | R-32 (GWP:675 ¦ Lower GWP) | 15 | 38 | 600 | No | [8 empty] | 2024-01-29 | 2024-01-29 | United States, Canada | ES_1055302_KSTAW12INV_01292024112932_80198612 | No
#N/A | #N/A | #REF! | 2453074 | Keystone | KSTAW12INV-HC |  | 840148724396 | 13.9 | 19.4 | 22.2 | 58 | 12000 | 115 | Window | Straddles Window | No | Yes | None | 11. With reverse cycle, with louvered sides, and less than 20,000 Btu/h | Yes | No | R-32 | R-32 (GWP:675 ¦ Lower GWP) | 13.3 | 36 | 677 | No | [8 empty] | 2023-04-04 | 2023-04-07 | United States, Canada | ES_1055302_KSTAW12INV-HC_040720230733943_5670808 | No
Yes | Yes | #REF! | 2668628 | LG | LW1022FVSM |  | 048231606356 | 12.4 | 19.6 | 24.5 | 63 | 10000 | 116 | Window | Straddles Windowsill | Yes | No | None | 3. Without reverse cycle, with louvered sides, and 8,000 to 13,999 Btu/h | Yes | No | R-32 | R-32 (GWP:675 ¦ Lower GWP) | 15 | 38 | 500 | No | [8 empty] | 2023-07-24 | 2023-09-27 | United States | ES_1118034_LW1022FVSM_092620230505831_4537537 | No
Yes | Yes | #REF! | 2668629 | LG | LW1022IVSM |  | 048231605878 | 12.4 | 19.6 | 24.5 | 63 | 10000 | 116 | Window | Straddles Windowsill | Yes | No | None | 3. Without reverse cycle, with louvered sides, and 8,000 to 13,999 Btu/h | Yes | No | R-32 | R-32 (GWP:675 ¦ Lower GWP) | 15 | 38 | 500 | No | [8 empty] | 2023-07-24 | 2023-09-27 | United States | ES_1118034_LW1022IVSM_092620230505166_2375181 | No
Yes | Yes | #REF! | 2668630 | LG | LW1222IVSM |  | 048231605885 | 15 | 23.6 | 28.8 | 85 | 12000 | 115 | Window | Straddles Window | Yes | No | None | 3. Without reverse cycle, with louvered sides, and 8,000 to 13,999 Btu/h | Yes | No | R-32 | R-32 (GWP:675 ¦ Lower GWP) | 15 | 38 | 600 | No | [8 empty] | 2023-07-24 | 2023-09-27 | United States | ES_1118034_LW1222IVSM_092620230505865_8222880 | No
Yes | Yes | #REF! | 2740373 | LG | LW1224IVSM |  | 048231607315 | 15 | 23.6 | 28.8 | 85 | 12000 | 115 | Window | Does Not Straddle Window or Windowsill | Yes | No | None | 3. Without reverse cycle, with louvered sides, and 8,000 to 13,999 Btu/h | Yes | No | R-32 | R-32 (GWP:675 ¦ Lower GWP) | 15 | 38 | 600 | No | [8 empty] | 2023-11-01 | 2023-11-01 | United States, Canada | ES_1118034_LW1224IVSM_11202023125113_80190901 | No
Yes | Yes | #REF! | 3360621 | LG | LW1522FVSM |  | 048231607421 | 15 | 23.6 | 28.8 | 85 | 14000 | 115 | Window | Straddles Windowsill | Yes | No | None | 4. Without reverse cycle, with louvered sides, and 14,000 to 19,999 Btu/h | Yes | No | R-32 | R-32 (GWP:675 ¦ Lower GWP) | 14.7 | 37 | 714 | No | [8 empty] | 2024-01-02 | 2024-01-08 | United States | ES_1118034_LW1522FVSM_010820240822821_2187901 | No
Yes | Yes | #REF! | 2668627 | LG | LW1522IVSM |  | 048231605892 | 15 | 23.6 | 28.8 | 85 | 14000 | 115 | Window | Straddles Windowsill | Yes | No | None | 4. Without reverse cycle, with louvered sides, and 14,000 to 19,999 Btu/h | Yes | No | R-32 | R-32 (GWP:675 ¦ Lower GWP) | 14.7 | 37 | 714 | No | [8 empty] | 2023-07-24 | 2023-09-27 | United States | ES_1118034_LW1522IVSM_092620230506611_6980335 | No
Yes | Yes | #REF! | 2687060 | LG | LW1822IVSM |  | 048231605908 | 17.7 | 26 | 30.7 | 112 | 18000 | 230 | Window | Does Not Straddle Window or Windowsill | Yes | No | None | 4. Without reverse cycle, with louvered sides, and 14,000 to 19,999 Btu/h | Yes | No | R-32 | R-32 (GWP:675 ¦ Lower GWP) | 14.7 | 37 | 918 | No | [8 empty] | 2023-08-28 | 2023-09-18 | United States, Canada | ES_1118034_LW1822IVSM_09222023104627_80182318 | No
Yes | Yes | #REF! | 2668625 | LG | LW2422IVSM(208V) |  | 048231605915 | 17.7 | 26 | 30.7 | 112 | 23500 | 208 | Window | Straddles Windowsill | Yes | No | None | 5a. Without reverse cycle, with louvered sides, and 20,000 to 27,999 Btu/h | Yes | No | R-32 | R-32 (GWP:675 ¦ Lower GWP) | 14.3 | 52 | 1232 | No | [8 empty] | 2023-07-24 | 2023-09-27 | United States | ES_1118034_LW2422IVSM(208V)_092620230506888_9658733 | No
Yes | Yes | #REF! | 2668626 | LG | LW2422IVSM(230V) |  | 048231605915 | 17.7 | 26 | 30.7 | 112 | 23500 | 230 | Window | Straddles Windowsill | Yes | No | None | 5a. Without reverse cycle, with louvered sides, and 20,000 to 27,999 Btu/h | Yes | No | R-32 | R-32 (GWP:675 ¦ Lower GWP) | 14.3 | 52 | 1232 | No | [8 empty] | 2023-07-24 | 2023-09-27 | United States | ES_1118034_LW2422IVSM(230V)_092620230506471_2460682 | No
Yes | Yes | #REF! | 2687059 | LG | LW6023IVSM |  | 048231606752 | 12.4 | 19.6 | 24.5 | 62 | 6000 | 115 | Window | Does Not Straddle Window or Windowsill | No | No | None | 2. Without reverse cycle, with louvered sides, and 6,000 to 7,999 Btu/h | Yes | Yes | R-32 | R-32 (GWP:675 ¦ Lower GWP) | 15.5 | 41 | 290 | No | [8 empty] | 2023-08-28 | 2023-09-18 | United States, Canada | ES_1118034_LW6023IVSM_09222023104621_80182319 | Yes
Yes | Yes | #REF! | 2668624 | LG | LW8022IVSM |  | 048231605861 | 12.4 | 19.6 | 24.5 | 63 | 8000 | 115 | Window | Straddles Windowsill | Yes | No | None | 3. Without reverse cycle, with louvered sides, and 8,000 to 13,999 Btu/h | Yes | No | R-32 | R-32 (GWP:675 ¦ Lower GWP) | 15.5 | 42 | 387 | No | [8 empty] | 2023-07-24 | 2023-09-27 | United States | ES_1118034_LW8022IVSM_092620230506716_3115438 | No
Yes | Yes | #REF! | 2740372 | LG | LW8024IVSM |  | 048231607308 | 15 | 23.6 | 28.8 | 85 | 8500 | 115 | Window | Does Not Straddle Window or Windowsill | Yes | No | None | 3. Without reverse cycle, with louvered sides, and 8,000 to 13,999 Btu/h | Yes | No | R-32 | R-32 (GWP:675 ¦ Lower GWP) | 15 | 38 | 425 | No | [8 empty] | 2023-11-01 | 2023-11-01 | United States, Canada | ES_1118034_LW8024IVSM_11202023125113_80190902 | No
#N/A | #N/A | #REF! | 2453038 | LUBECK | 57H-ID0-B12HRFN8BCL0 |  | 202301946727 | 13.9 | 19.4 | 22.2 | 58 | 12000 | 115 | Window | Straddles Window | No | Yes | None | 11. With reverse cycle, with louvered sides, and less than 20,000 Btu/h | Yes | No | R-32 | R-32 (GWP:675 ¦ Lower GWP) | 13.3 | 36 | 677 | No | [8 empty] | 2023-03-22 | 2023-04-06 | United States, Canada | ES_1127347_57H-ID0-B12HRFN8BCL0_040620230327410_9654989 | No
Yes | Yes | #REF! | 2740429 | Midea | 1010451315 |  | 840296508350 | 13.5 | 19.2 | 22 | 54.3 | 8000 | 115 | Window | Straddles Window | Yes | No | None | 3. Without reverse cycle, with louvered sides, and 8,000 to 13,999 Btu/h | Yes | Yes | R-32 | R-32 (GWP:675 ¦ Lower GWP) | 16 | 47 | 375 | No | [8 empty] | 2023-11-17 | 2023-11-17 | United States, Canada | ES_1138537_1010451315_11212023123132_80189560 | Yes
Yes | Yes | #REF! | 2740431 | Midea | 1010451379 |  | 840296508374 | 13.5 | 19.2 | 22 | 56.9 | 12000 | 115 | Window | Straddles Window | Yes | No | None | 3. Without reverse cycle, with louvered sides, and 8,000 to 13,999 Btu/h | Yes | No | R-32 | R-32 (GWP:675 ¦ Lower GWP) | 15.2 | 39 | 592 | No | [8 empty] | 2023-11-17 | 2023-11-17 | United States, Canada | ES_1138537_1010451379_11212023123132_80189560 | No
Yes | Yes | #REF! | 2740430 | Midea | 1010451479 |  | 840296508367 | 13.5 | 19.2 | 22 | 54.7 | 10000 | 115 | Window | Straddles Window | Yes | No | None | 3. Without reverse cycle, with louvered sides, and 8,000 to 13,999 Btu/h | Yes | Yes | R-32 | R-32 (GWP:675 ¦ Lower GWP) | 16 | 47 | 469 | No | [8 empty] | 2023-11-17 | 2023-11-17 | United States, Canada | ES_1138537_1010451479_11212023123132_80189560 | Yes
Yes | Yes | #REF! | 2620517 | Midea | MAW08AV1QWT |  | 840296503584 | 13.5 | 19.2 | 22 | 53.1 | 8000 | 115 | Window | Straddles Window | Yes | No | None | 3. Without reverse cycle, with louvered sides, and 8,000 to 13,999 Btu/h | Yes | No | R-32 | R-32 (GWP:675 ¦ Lower GWP) | 15 | 38 | 400 | No | [8 empty] | 2023-07-18 | 2023-07-18 | United States, Canada | ES_1138537_MAW08AV1QWT_07272023171057_80176132 | No
Yes | Yes | #REF! | 2669188 | Midea | MAW08AV1QWT-C |  |  | 13.5 | 19.2 | 22 | 53.1 | 8000 | 115 | Window | Straddles Window | Yes | No | None | 3. Without reverse cycle, with louvered sides, and 8,000 to 13,999 Btu/h | Yes | No | R-32 | R-32 (GWP:675 ¦ Lower GWP) | 15 | 38 | 400 | No | [8 empty] | 2023-09-26 | 2023-09-26 | United States, Canada | ES_1138537_MAW08AV1QWT-C_09282023160824_80183471 | No
#N/A | #N/A | #REF! | 3354576 | Midea | MAW08HV1CWT |  | 840296509265 | 13.9 | 19.4 | 22.2 | 56 | 8000 | 115 | Window | Does Not Straddle Window or Windowsill | No | Yes | None | 11. With reverse cycle, with louvered sides, and less than 20,000 Btu/h | Yes | Yes | R-32 | R-32 (GWP:675 ¦ Lower GWP) | 14.5 | 48 | 414 | No | [8 empty] | 2023-12-14 | 2024-01-02 | United States | ES_1138537_MAW08HV1CWT_010220240946718_4545013 | Yes
Yes | Yes | #REF! | 2740432 | Midea | MAW08U1QWT |  | 840296508350 | 13.5 | 19.2 | 22 | 54.3 | 8000 | 115 | Window | Straddles Window | Yes | No | None | 3. Without reverse cycle, with louvered sides, and 8,000 to 13,999 Btu/h | Yes | Yes | R-32 | R-32 (GWP:675 ¦ Lower GWP) | 16 | 47 | 375 | No | [8 empty] | 2023-11-17 | 2023-11-17 | United States, Canada | ES_1138537_MAW08U1QWT_11212023124024_80189917 | Yes
Yes | Yes | #REF! | 2620516 | Midea | MAW08V1QWT |  | 810004817777 | 13.5 | 19.2 | 22 | 53.1 | 8000 | 115 | Window | Straddles Window | Yes | No | None | 3. Without reverse cycle, with louvered sides, and 8,000 to 13,999 Btu/h | Yes | No | R-32 | R-32 (GWP:675 ¦ Lower GWP) | 15 | 38 | 400 | No | [8 empty] | 2023-07-18 | 2023-07-18 | United States, Canada | ES_1138537_MAW08V1QWT_07272023171057_80176132 | No
Yes | Yes | #REF! | 3354619 | Midea | MAW08V1QWT-T |  | 840296508084 | 13.5 | 19.2 | 22 | 53.1 | 8000 | 115 | Window | Straddles Window | Yes | No | None | 3. Without reverse cycle, with louvered sides, and 8,000 to 13,999 Btu/h | Yes | No | R-32 | R-32 (GWP:675 ¦ Lower GWP) | 15 | 38 | 400 | No | [8 empty] | 2023-12-28 | 2023-12-28 | United States, Canada | ES_1138537_MAW08V1QWT-T_01022024125349_80195322 | No
Yes | Yes | #REF! | 2740433 | Midea | MAW10U1QWT |  | 840296508367 | 13.5 | 19.2 | 22 | 54.7 | 10000 | 115 | Window | Straddles Window | Yes | No | None | 3. Without reverse cycle, with louvered sides, and 8,000 to 13,999 Btu/h | Yes | Yes | R-32 | R-32 (GWP:675 ¦ Lower GWP) | 16 | 47 | 469 | No | [8 empty] | 2023-11-17 | 2023-11-17 | United States, Canada | ES_1138537_MAW10U1QWT_11212023124024_80189917 | Yes
Yes | Yes | #REF! | 2620520 | Midea | MAW10V1QWT |  | 810004817784 | 13.5 | 19.2 | 22 | 53.1 | 10000 | 115 | Window | Straddles Window | Yes | No | None | 3. Without reverse cycle, with louvered sides, and 8,000 to 13,999 Btu/h | Yes | No | R-32 | R-32 (GWP:675 ¦ Lower GWP) | 15 | 38 | 500 | No | [8 empty] | 2023-07-18 | 2023-07-18 | United States, Canada | ES_1138537_MAW10V1QWT_07272023171057_80176132 | No
Yes | Yes | #REF! | 2620525 | Midea | MAW12AV1QWT |  | 840296502907 | 13.5 | 19.2 | 22 | 53.1 | 12000 | 115 | Window | Straddles Window | Yes | No | None | 3. Without reverse cycle, with louvered sides, and 8,000 to 13,999 Btu/h | Yes | No | R-32 | R-32 (GWP:675 ¦ Lower GWP) | 15 | 38 | 600 | No | [8 empty] | 2023-07-18 | 2023-07-18 | United States, Canada | ES_1138537_MAW12AV1QWT_07272023171057_80176132 | No
Yes | Yes | #REF! | 2669189 | Midea | MAW12AV1QWT-C |  |  | 13.5 | 19.2 | 22 | 56.9 | 12000 | 115 | Window | Straddles Window | Yes | No | None | 3. Without reverse cycle, with louvered sides, and 8,000 to 13,999 Btu/h | Yes | No | R-32 | R-32 (GWP:675 ¦ Lower GWP) | 15 | 38 | 600 | No | [8 empty] | 2023-09-26 | 2023-09-26 | United States, Canada | ES_1138537_MAW12AV1QWT-C_09282023160824_80183471 | No
#N/A | #N/A | #REF! | 2829065 | Midea | MAW12HV1CWT |  | 810040948831 | 13.9 | 19.4 | 22.2 | 58 | 12000 | 115 | Window | Straddles Window | No | Yes | None | 11. With reverse cycle, with louvered sides, and less than 20,000 Btu/h | Yes | No | R-32 | R-32 (GWP:675 ¦ Lower GWP) | 13.3 | 36 | 677 | No | [8 empty] | 2023-07-11 | 2023-12-04 | United States | ES_1138537_MAW12HV1CWT_120420230826247_9283395 | No
Yes | Yes | #REF! | 2740434 | Midea | MAW12U1QWT |  | 840296508374 | 13.5 | 19.2 | 22 | 56.9 | 12000 | 115 | Window | Straddles Window | Yes | No | None | 3. Without reverse cycle, with louvered sides, and 8,000 to 13,999 Btu/h | Yes | No | R-32 | R-32 (GWP:675 ¦ Lower GWP) | 15.2 | 39 | 592 | No | [8 empty] | 2023-11-17 | 2023-11-17 | United States, Canada | ES_1138537_MAW12U1QWT_11212023124024_80189917 | No
Yes | Yes | #REF! | 2620523 | Midea | MAW12V1QWT |  | 810004817791 | 13.5 | 19.2 | 22 | 53.1 | 12000 | 115 | Window | Straddles Window | Yes | No | None | 3. Without reverse cycle, with louvered sides, and 8,000 to 13,999 Btu/h | Yes | No | R-32 | R-32 (GWP:675 ¦ Lower GWP) | 15 | 38 | 600 | No | [8 empty] | 2023-07-18 | 2023-07-18 | United States, Canada | ES_1138537_MAW12V1QWT_07272023171057_80176132 | No
Yes | Yes | #REF! | 2620524 | Midea | MAW12V1QWT-M |  | 840296506035 | 13.5 | 19.2 | 22 | 53.1 | 12000 | 115 | Window | Straddles Window | Yes | No | None | 3. Without reverse cycle, with louvered sides, and 8,000 to 13,999 Btu/h | Yes | No | R-32 | R-32 (GWP:675 ¦ Lower GWP) | 15 | 38 | 600 | No | [8 empty] | 2023-07-18 | 2023-07-18 | United States, Canada | ES_1138537_MAW12V1QWT-M_07272023171057_80176132 | No
Yes | Yes | #REF! | 3354618 | Midea | MAW12V1YWT-S |  | 840296508138 | 13.5 | 19.2 | 22 | 56.9 | 12000 | 115 | Window | Straddles Window | Yes | No | None | 3. Without reverse cycle, with louvered sides, and 8,000 to 13,999 Btu/h | Yes | No | R-32 | R-32 (GWP:675 ¦ Lower GWP) | 15 | 38 | 600 | No | [8 empty] | 2023-12-28 | 2023-12-28 | United States, Canada | ES_1138537_MAW12V1YWT-S_01022024125349_80195322 | No
Yes | Yes | #REF! | 3354617 | Midea | MAW14R1VWT |  | 840296509234 | 14.7 | 21.7 | 19 | 56 | 14000 | 115 | Window | Does Not Straddle Window or Windowsill | No | No | None | 4. Without reverse cycle, with louvered sides, and 14,000 to 19,999 Btu/h | Yes | No | R-32 | R-32 (GWP:675 ¦ Lower GWP) | 15 | 40 | 700 | No | [8 empty] | 2023-12-28 | 2023-12-28 | United States, Canada | ES_1138537_MAW14R1VWT_01022024125349_80195322 | No
Yes | Yes | #REF! | 3354620 | Midea | MAW18R2VWT | ,,Dual voltage 230/208 | 840296509241 | 17.9 | 23.6 | 25.4 | 95.9 | 18000 | 230 | Window | Does Not Straddle Window or Windowsill | No | No | None | 4. Without reverse cycle, with louvered sides, and 14,000 to 19,999 Btu/h | Yes | No | R-32 | R-32 (GWP:675 ¦ Lower GWP) | 15 | 40 | 900 | No | [8 empty] | 2023-12-28 | 2023-12-28 | United States, Canada | ES_1138537_MAW18R2VWT_01022024125349_80195322 | No
Yes | Yes | #REF! | 3354642 | Midea | MAW25R2VWT | ,,Dual voltage 230/208 | 840296509258 | 17.9 | 23.6 | 25.4 | 103 | 24000 | 230 | Window | Does Not Straddle Window or Windowsill | No | No | None | 5a. Without reverse cycle, with louvered sides, and 20,000 to 27,999 Btu/h | Yes | No | R-32 | R-32 (GWP:675 ¦ Lower GWP) | 13.3 | 41 | 1353 | No | [8 empty] | 2023-12-28 | 2023-12-28 | United States, Canada | ES_1138537_MAW24R2VWT _01022024125349_80195322 | No
Yes | Yes | #REF! | 2620518 | Midea | MW08MSWBA1RCM |  | 687636006158 | 13.5 | 19.2 | 22 | 53.1 | 8000 | 115 | Window | Straddles Window | Yes | No | None | 3. Without reverse cycle, with louvered sides, and 8,000 to 13,999 Btu/h | Yes | No | R-32 | R-32 (GWP:675 ¦ Lower GWP) | 15 | 38 | 400 | No | [8 empty] | 2023-07-18 | 2023-07-18 | United States, Canada | ES_1138537_MW08MSWBA1RCM_07272023171057_80176132 | No
Yes | Yes | #REF! | 2620519 | Midea | MW08MSWBA5RCM |  | 687636005960 | 13.5 | 19.2 | 22 | 53.1 | 8000 | 115 | Window | Straddles Window | Yes | No | None | 3. Without reverse cycle, with louvered sides, and 8,000 to 13,999 Btu/h | Yes | No | R-32 | R-32 (GWP:675 ¦ Lower GWP) | 15 | 38 | 400 | No | [8 empty] | 2023-07-18 | 2023-07-18 | United States, Canada | ES_1138537_MW08MSWBA5RCM_07272023171057_80176132 | No
Yes | Yes | #REF! | 2620521 | Midea | MW10MSWBA5RCM |  | 687636006554 | 13.5 | 19.2 | 22 | 53.1 | 10000 | 115 | Window | Straddles Window | Yes | No | None | 3. Without reverse cycle, with louvered sides, and 8,000 to 13,999 Btu/h | Yes | No | R-32 | R-32 (GWP:675 ¦ Lower GWP) | 15 | 38 | 500 | No | [8 empty] | 2023-07-18 | 2023-07-18 | United States, Canada | ES_1138537_MW10MSWBA5RCM_07272023171057_80176132 | No
Yes | Yes | #REF! | 2839001 | TCL | H12W4MW | ,H12W4MW-CA, | 846042071178;846042071239 | 14 | 23 | 18.8 | 59.5 | 12000 | 115 | Window | Does Not Straddle Window or Windowsill | No | No | None | 3. Without reverse cycle, with louvered sides, and 8,000 to 13,999 Btu/h | Yes | No | R-32 | R-32 (GWP:675 ¦ Lower GWP) | 15 | 38 | 600 | No | [8 empty] | 2023-11-27 | 2023-12-07 | United States, Canada | ES_1126578_H12W4MW_12052023110754_2446863 | No
Yes | Yes | #REF! | 2839000 | TCL | H8W4MW | ,H8W4MW-CA, | 846042070935;846042071192 | 14 | 23 | 18.8 | 57.3 | 8000 | 115 | Window | Does Not Straddle Window or Windowsill | No | No | None | 3. Without reverse cycle, with louvered sides, and 8,000 to 13,999 Btu/h | Yes | No | R-32 | R-32 (GWP:675 ¦ Lower GWP) | 15 | 38 | 400 | No | [8 empty] | 2023-11-27 | 2023-12-07 | United States, Canada | ES_1126578_H8W4MW_12052023105345_5636102 | No
Yes | Yes | #REF! | 2703723 | Vissani | VAWA10V4HWT |  | 687636008244 | 13.6 | 19 | 18.5 | 45.6 | 10000 | 115 | Window | Does Not Straddle Window or Windowsill | No | No | None | 3. Without reverse cycle, with louvered sides, and 8,000 to 13,999 Btu/h | Yes | No | R-32 | R-32 (GWP:675 ¦ Lower GWP) | 15 | 38 | 500 | No | [8 empty] | 2023-10-31 | 2023-10-31 | United States, Canada | ES_0031912_VAWA10V4HWT_10312023171353_80188017 | No
Yes | Yes | #REF! | 2703724 | Vissani | VAWA12V4HWT |  | 687636008251 | 14.7 | 21.7 | 19 | 50.9 | 12000 | 115 | Window | Does Not Straddle Window or Windowsill | No | No | None | 3. Without reverse cycle, with louvered sides, and 8,000 to 13,999 Btu/h | Yes | No | R-32 | R-32 (GWP:675 ¦ Lower GWP) | 15 | 38 | 600 | No | [8 empty] | 2023-10-31 | 2023-10-31 | United States, Canada | ES_0031912_VAWA12V4HWT_10312023171353_80188017 | No
Yes | Yes | #REF! | 2703725 | Vissani | VAWA14V4HWT |  | 687636008268 | 14.7 | 21.7 | 19 | 56 | 14000 | 115 | Window | Does Not Straddle Window or Windowsill | No | No | None | 4. Without reverse cycle, with louvered sides, and 14,000 to 19,999 Btu/h | Yes | No | R-32 | R-32 (GWP:675 ¦ Lower GWP) | 15 | 40 | 700 | No | [8 empty] | 2023-10-31 | 2023-10-31 | United States, Canada | ES_0031912_VAWA14V4HWT_10312023171353_80188017 | No
Yes | Yes | #REF! | 3425395 | Windmill | 08W2Wi |  | 860003069523 | 13.3 | 19.3 | 22.5 | 61 | 8000 | 115 | Window | Does Not Straddle Window or Windowsill | Yes | No | None | 3. Without reverse cycle, with louvered sides, and 8,000 to 13,999 Btu/h | Yes | No | R-32 | R-32 (GWP:675 ¦ Lower GWP) | 15 | 38 | 400 | No | [8 empty] | 2024-03-12 | 2024-03-28 | United States | ES_1148066_08W2Wi_03262024095555_980493 | No
Yes | Yes | #REF! | 3425396 | Windmill | 10W2Wi |  | 860003069530 | 13.3 | 19.3 | 22.5 | 63 | 10000 | 115 | Window | Does Not Straddle Window or Windowsill | Yes | No | None | 3. Without reverse cycle, with louvered sides, and 8,000 to 13,999 Btu/h | Yes | No | R-32 | R-32 (GWP:675 ¦ Lower GWP) | 15 | 38 | 500 | No | [8 empty] | 2024-03-12 | 2024-03-28 | United States | ES_1148066_10W2Wi_03262024104916_9999811 | No

## certified-connected-thermostats (hidden)
ENERGY STAR Unique ID | ENERGY STAR Partner | Service Brand Name | Service Model Name | Service Model Number | Additional Model Information | UPC | Thermostat Brand Owner | Thermostat Brand Name | Thermostat Model Name | Thermostat Model Number | Additional Thermostat Model Numbers | Family ID | Static Temperature Accuracy (±°F) | Standby Power (W) | Time to Enter Standby (s) | Thermostat Heating and Cooling Control Features | Other Heating and Cooling Control Features | Thermostat Communication Method | Communication Method Other | Demand Response Summary | Demand Response Product Variations | Date Available on Market | Date Certified | Markets | ENERGY STAR Model Identifier
2325102 | Alarm.com Incorporated | Alarm.com | Alarm.com Smart Thermostat | B36-T10** |  |  | Alarm.com | Alarm.com | Alarm.com Smart Thermostat | B36-T10 | ADC-T2000 |  | 0.35 | 1.11 | 12 | Time of Day Usage,Geofencing (User Device Based),Occupancy Sensor on Device,External Temperature Detection,Additional Home Temperature Sensor,Other,Humidity Sensing,Additional Occupancy Sensor |  | Z-Wave |  | Demand Response services are available via Energy Hub |  | 2015-04-15 | 2018-08-30 | United States, Canada | ES_1142343_B36-T10**_08272018133623_5515405
2333422 | Alarm.com Incorporated | Alarm.com | Alarm.com Smart Thermostat | ADC-T3000 |  |  | Alarm.com | Alarm.com | Alarm.com Smart Thermostat | ADC-T3000 |  |  | 0.64 | 0.03 | 7 | Time of Day Usage,Geofencing (User Device Based),Occupancy Sensor on Device,External Temperature Detection,Additional Home Temperature Sensor,Other,Humidity Sensing,Additional Occupancy Sensor |  | Z-Wave |  | Demand Response Services are available via Energy Hub |  | 2019-04-15 | 2019-02-12 | United States, Canada | ES_1142343_ADC-T3000_02112019150225_5655328
2388600 | Alarm.com Incorporated | Alarm.com | ADC-T40K-HD | ADC-T40K-HD |  | 5001077355 | Alarm.com | Alarm.com | Alarm.com Smart Thermostat HD | ADC-T40K-HD |  |  | 1.46 | 1.53 | 43.9 | External Temperature Detection,Time of Day Usage,Geofencing (User Device Based),Occupancy Sensor on Device,Humidity Sensing |  | Bluetooth,Z-Wave |  | Demand Response services are available via Energy Hub |  | 2021-10-18 | 2021-11-30 | United States, Canada | ES_1142343_ADC-T40K-HD_11112021083537_4287988
2452927 | Alarm.com Incorporated | Alarm.com | Alarm.com Smart Thermostat HQ | ADC-T40K-HQ-AT | Alarm.com Smart Thermostat HQ,ADC-T40K-HQ-AT-W,; Alarm.com Smart Thermostat HQ,ADC-T40K-HQ-VZ,; Alarm.com Smart Thermostat HQ,ADC-T40K-HQ-VZ-W, | 850038186654;850038186661;850038186678;850038186685 | Alarm.com | Alarm.com | Alarm.com Smart Thermostat HQ | ADC-T40K-HQ-AT |  |  | 0.19 | 1.99 | 45 | External Temperature Detection,Time of Day Usage,Geofencing (User Device Based),Humidity Sensing,Occupancy Sensor on Device |  | Bluetooth,Other,Wi-Fi,Z-Wave |  | Demand Response services are available via Energy Hub |  | 2023-09-25 | 2023-03-31 | United States, Canada | ES_1142343_ADC-T40K-HQ-AT_03292023092509_2020379
2470738 | Alarm.com Incorporated | Alarm.com | T6 Pro Z-Wave Programmable Thermostat | TH6320ZW2003 |  | 085267422499 | Resideo Technologies Inc | Honeywell Home | T6 Pro Z-Wave Programmable Thermostat | TH6320ZW2003 |  |  | 0.59 | 0.17 | 45 | External Temperature Detection,Geofencing (User Device Based),Occupancy Sensor on Device,Humidity Sensing |  | Z-Wave |  | Currently not offered |  | 2022-02-14 | 2023-04-24 | United States | ES_1142343_TH6320ZW2003_04182023133150_1070825
2515784 | Amazon.com Services LLC | Amazon | Amazon Smart Thermostat | S6ED3R |  | 840080537740 | Amazon | Amazon | Amazon Smart Thermostat | S6ED3R |  |  | 0.31 | 0.89 | 15 | Time of Day Usage,Geofencing (User Device Based),Humidity Sensing |  | Bluetooth,Other,Wi-Fi |  | This connected thermostat is enabled to respond to Demand Response (DR) events that utilities call to mitigate certain risks to the grid. These programs ultimately save consumers money while preventing adverse effects on their service. This thermostat utilizes a variety of optimization/DR firms that access our thermostats through APIs. Similarly, our thermostats can be controlled by multiple Demand Response Management Systems (DRMS) systems shedding load at peak periods. Features include pre-cooling and various shed strategies (cycling, temperature off-set, etc.). The app allows for consumers to be alerted of events and offer the ability to opt out should the need occur. Feedback on an event opt-outs, overrides and load shed performance are available through API to the Load Managing Entity. |  | 2021-09-28 | 2023-06-21 | United States | ES_1141458_S6ED3R_06212023150835_1771356
2337840 | Trane and American Standard Heating and Air Conditioning | American Standard | Gold 824 | Gold 824 | ,Gold 824, |  | American Standard | American Standard | Gold 824 | ACONT824AS52DB |  | FAM_1075581_04052019093434_9125512 | 0.73 | 1.9 | 30 | External Temperature Detection,Additional Home Temperature Sensor,Geofencing (User Device Based),Other,Humidity Sensing |  | Wi-Fi,Z-Wave |  | Ingersoll Rand is committed to supporting Demand Response (DR) programs with utilities across the United States. As such, the XL824 CT is Title 24 compliant, open ADR compatible, and has both cloud and local APIs to support DR. It also supports utility DR control through a portal designed specifically for utility use. For improved comfort, we support DR events that follow a consumer configurable setpoint, and allow override by subsequent setpoint changes made by the consumer. We also provide a specific operating mode for variable capacity systems DR that triggers a minimum capacity mode rather than a full off. |  | 2019-04-05 | 2019-05-07 | United States, Canada | ES_1075581_Gold 824_04222019131709_2075311
3417745 | Research Products Corporation | Aprilaire | Wi-Fi Thermostat with IAQ | S86WMUPR |  | 696720007699 | Research Products Inc. | Aprilaire | Wi-Fi Thermostat with IAQ | S86WMUPR |  |  | 0.65 | 0.6 | 75 | External Temperature Detection,Geofencing (User Device Based),Humidity Sensing |  | Wi-Fi |  | The S86WMUPR thermostat has the ability to be connected to our Amazon AWS service via a MQTT over TLS connection and through the AWS server communicate with our AprilAire App. Additionally, we have the ability to connect the thermostat to other third-party services such as Google Home and Amazon Alexa via cloud-to-cloud integration. This infrastructure allows us to add features and functionality through over the air updates to our devices and additional integrations with third party services. For these reasons, our current strategy is to proactively develop firmware that will bring the thermostat into compliance with the California Energy Commission Title 24, Part 6 Joint Appendix 5. This will include the ability to configure a response to both price or demand response signals and these responses can be individually configured as either temperature offsets or fixed temperature setpoints. Additionally, we are pursuing opportunities to begin enrolling utility meters to allow AprilAire to bid for demand-based events. Initially, execution of demand events would be done exclusively through our server to the connected thermostats, with a long-term plan to automate the process using Open ADR3.0. |  | 2022-10-01 | 2024-03-05 | United States, Canada | ES_1061335_S86WMUPR_02282024125803_8693048
2409692 | Arize Corporation | Arize | AST110 | AST110 |  | 810043375122 | Arize Corporation | Arize | AST110 | AST110 |  |  | 0.31 | 0.7 | 60 | Other |  | Wi-Fi |  | Capable |  | 2022-09-01 | 2023-03-03 | United States | ES_1148696_AST110_02282023134446_3056756
3361129 | Bosch Thermotechnology Corporation | Bosch | BCC110 | BCC110 |  | 052575060071 | Bosch Thermotechnology Corp. | Bosch | BCC100 | BCC100 |  |  | 0.64 | 1.16 | 60 | Humidity Sensing |  | Wi-Fi |  | Demand Response capability is provided via a Cloud Based connection to Utilities in accordance with OpenADR2.0b. |  | 2024-03-15 | 2024-01-17 | United States, Canada | ES_16809_BCC100_01172024112109_7627069
2321952 | Braeburn Systems LLC | Braeburn | 7320 | 7320 |  | 833732001928 | Braeburn System LLC | Braeburn | 7320 | 7320 |  |  | 0.5 | 1.11 | 10 | Time of Day Usage,Geofencing (User Device Based) |  | Wi-Fi |  | Capable |  | 2015-04-01 | 2018-06-28 | United States, Canada | ES_30371_7320_06262018135217_9968072
2321953 | Braeburn Systems LLC | Braeburn | 7205 | 7205 |  | 833732001799 | Braeburn System LLC | Braeburn | 7205 | 7205 |  |  | 1.1 | 0.09 | 10 | Time of Day Usage,Geofencing (User Device Based) |  | Wi-Fi |  | Capable |  | 2018-07-01 | 2018-06-28 | United States, Canada | ES_30371_7205_06262018135907_9763452
2321954 | Braeburn Systems LLC | Braeburn | 7300 | 7300 |  | 833732001973 | Braeburn System LLC | Braeburn | 7300 | 7300 |  |  | 0.57 | 0.91 | 10 | Time of Day Usage,Geofencing (User Device Based) |  | Wi-Fi |  | Capable |  | 2016-10-01 | 2018-06-28 | United States, Canada | ES_30371_7300_06262018140415_7219049
2323268 | Braeburn Systems LLC | Braeburn | 7305 | 7305 |  | 833732001997 | Braeburn System LLC | Braeburn | 7305 | 7305 |  |  | 0.47 | 1.07 | 10 | Time of Day Usage,Geofencing (User Device Based) |  | Wi-Fi |  | Capable |  | 2016-10-01 | 2018-07-25 | United States, Canada | ES_30371_7305_07232018152305_595819
2295125 | ecobee, Inc. | Ecobee | ecobee3 | EB-STATE3***-## | ,EB-STATE3C-02,; ,EB-STATE3R-02,; ,EB-STATE3VP-02,; ecobee3,EB-STATE3-02, |  | ecobee | ecobee | ecobee3 | EB-STATE3***-## | EB-STATE3-02, EB-STATE3C-02, EB-STATE3R-02, EB-STATE3VP-02 | FAM_1075965_05082018175034_1835822 | 0.53 | 1.06 | 60 | Time of Day Usage,Occupancy Sensor on Device,Additional Home Temperature Sensor,Humidity Sensing,Additional Occupancy Sensor |  | Wi-Fi,Other | Chip Insert feature to allow for other Communication Methods | ENERGY STAR Program Requirements, Product Specification for CT Thermostat Products, V 1.0. Eligibility Criteria Demand Response Capabilities Summary description of the CT product?s and/or associated CT service provider?s DR capabilities/services shall be submitted. In this summary, EPA recommends noting the following, as applicable: ecobee Summary. Since 2008, ecobee has offered flexible demand response services solutions to various utilities across North America. Our thermostats are currently involved in more than 20 demand response programs across North America. ecobee thermostats are designed to respond to demand response signals, and our company provides head-end related demand response event execution services. These services allow utility customers to configure and tailor their event strategies as required, while also allowing them to alter their strategies for different groups of customers. In addition, we are integrated and work with various Demand Response Management Systems (DRMS) service provider platforms and/or software. Through these DRMS integrations, utility and other utility services companies can provide the seamless customer communication required for demand response and demand management. Our integration with various DRMS platforms, along with the data we collect, also facilitates locational demand response. All ecobee thermostats are Wi-Fi enabled for communication with ecobee web servers. Utility sector, implementer and DRMS company customers have three Wi-Fi-specific options available to them to issue demand response events to ecobee thermostats. |  | 2014-09-01 | 2017-04-28 | United States, Canada | ES_1075965_EB-STATZE3-02_04282017135037_7437141
2295127 | ecobee, Inc. | Ecobee | ecobee3 Lite | EB-STATE3LT***-## | ,EB-STATE3LT-01,; ,EB-STATE3LT-02,; ,EB-STATE3LTBB-01,; ,EB-STATE3LTBR-01,; ,EB-STATE3LTC-02,; ,EB-STATE3LTCB-01,; ,EB-STATE3LTCR-01,; ,EB-STATE3LTIBB-01,; ,EB-STATE3LTIBR-01,; ,EB-STATE3LTICB-01,; ,EB-STATE3LTICR-01,; ,EB-STATE3LTP-02,; ,EB-STATE3LTPB-01,; ,EB-STATE3LTPC-02,; ,EB-STATE3LTRF-01,; ,EB-STATE3LTVP-01,; ,EB-STATE3LTVP2-01, | 627988001029;627988001036;627988001043;627988001050;627988001081;627988001098;627988001326;627988001333;627988001340;627988001357;627988301402;627988302010;627988302256;627988303154;627988303253;627988304106 | ecobee | ecobee | ecobee3 Lite | EB-STATE3LT***-## |  | FAM_1075965_05082018172957_0597664 | 0.45 | 0.81 | 60 | Time of Day Usage,Additional Home Temperature Sensor,Additional Occupancy Sensor,Humidity Sensing,Occupancy Sensor on Device |  | Wi-Fi,Other | Chip Insert feature to allow for other Communication Methods | ENERGY STAR Program Requirements, Product Specification for CT Thermostat Products, V 1.0. Eligibility Criteria Demand Response Capabilities Summary description of the CT products and/or associated CT service providers DR capabilities/services shall be submitted. In this summary, EPA recommends noting the following, as applicable: ecobee Summary. Since 2008, ecobee has offered flexible demand response services solutions to various utilities across North America. Our thermostats are currently involved in more than 20 demand response programs across North America. ecobee thermostats are designed to respond to demand response signals, and our company provides head-end related demand response event execution services. These services allow utility customers to configure and tailor their event strategies as required, while also allowing them to alter their strategies for different groups of customers. In addition, we are integrated and work with various Demand Response Management Systems (DRMS) service provide |  | 2014-09-01 | 2023-04-25 | United States, Canada | ES_1075965_EB-STAT3LT01_04282017135714_7834140
2295130 | ecobee, Inc. | Ecobee | ecobee4 | EB-STATE4***-## | ,,ecobee4 Thermostat with Amazon Alexa Built-in; ,EB-STATE4-01,; ,EB-STATE4C-01,; ,EB-STATE4P-01,; ,EB-STATE4PB-01,; ,EB-STATE4PC-01,; ,EB-STATE4R-01, |  | ecobee | ecobee | ecobee4 | EB-STATE4***-## | EB-STATE4-01, EB-STATE4P-01, EB-STATE4PC-01, EB-STATE4C-01, EB-STATE4PB-01, EB-STATE4R-01 | FAM_1075965_05082018180013_2414203 | 0.7 | 1.19 | 60 | Time of Day Usage,Occupancy Sensor on Device,Additional Home Temperature Sensor,Humidity Sensing,Additional Occupancy Sensor |  | Wi-Fi,Other | Chip Insert feature to allow for other Communication Methods | ENERGY STAR Program Requirements, Product Specification for CT Thermostat Products, V 1.0. Eligibility Criteria Demand Response Capabilities Summary description of the CT product?s and/or associated CT service provider?s DR capabilities/services shall be submitted. In this summary, EPA recommends noting the following, as applicable: ecobee Summary. Since 2008, ecobee has offered flexible demand response services solutions to various utilities across North America. Our thermostats are currently involved in more than 20 demand response programs across North America. ecobee thermostats are designed to respond to demand response signals, and our company provides head-end related demand response event execution services. These services allow utility customers to configure and tailor their event strategies as required, while also allowing them to alter their strategies for different groups of customers. In addition, we are integrated and work with various Demand Response Management Systems (DRMS) service provider platforms and/or software. Through these DRMS integrations, utility and other utility services companies can provide the seamless customer communication required for demand response and demand management. Our integration with various DRMS platforms, along with the data we collect, also facilitates locational demand response. All ecobee thermostats are Wi-Fi enabled for communication with ecobee web servers. Utility sector, implementer and DRMS company customers have three Wi-Fi-specific options available to them to issue demand response events to ecobee thermostats. |  | 2017-05-03 | 2017-04-28 | United States, Canada | ES_1075965_EB-STATE4-01_04282017140445_8285851
2334863 | ecobee, Inc. | Ecobee | ecobee SmartThermostat with Voice Control | EB-STATE5* | ,EB-STATE5-01,Same hardware and software, packaging material is different (Based on language for the region, etc.); ,EB-STATE5BB-01,; ,EB-STATE5BR-01,; ,EB-STATE5C-01,Same hardware and software, packaging material is different (Based on language for the region, etc.); ,EB-STATE5CB-01,; ,EB-STATE5CR-01,; ,EB-STATE5P-01,Same hardware and software, packaging material is different (Based on language for the region, etc.); ,EB-STATE5PB-01,Same hardware and software, packaging material is different (Based on language for the region, etc.); ,EB-STATE5PC-01,Same hardware and software, packaging material is different (Based on language for the region, etc.); ,EB-STATE5VP-01,Same hardware and software, packaging material is different (Based on language for the region, etc.) |  | ecobee | ecobee | ecobee SmartThermostat with Voice Control | EB-STATE5* | EB-STATE5-01 EB-STATE5C-01 EB-STATE5P-01 EB-STATE5PC-01 EB-STATE5PB-01 EB-STATE5VP-01 | FAM__03142019173151_4712329 | 1.01 | 0.17 | 19.8 | External Temperature Detection,Time of Day Usage,Additional Home Temperature Sensor,Geofencing (User Device Based),Additional Occupancy Sensor,Occupancy Sensor on Device,Humidity Sensing |  | Bluetooth,Wi-Fi,Other |  | ecobee helps customers and utilities to avoid peak demand on the energy system (either electricity grid or natural gas pipelines) by reducing demand during peak times. ecobee provides utilities web tools and APIs which allows them to send Demand Response (DR) events to their customers who have enrolled into the utility?s DR program through ecobee?s web services. Load is shed or controlled during the event by allowing the utilities to set a relative setback or HVAC cycling percentage for a specified period of time. ecobee?s tools allow for both mandatory and voluntary event participation from customers. If voluntary, the customer is able to opt-out of any active Demand Response event. |  | 2019-05-27 | 2019-03-14 | United States, Canada | ES_1075965_EB-STATE5*_03182019153432_3272067
2393822 | ecobee, Inc. | Ecobee | Smart Thermostat Premium | EB-STATE6* | ,EB-STATE6-01,; ,EB-STATE6A-01,; ,EB-STATE6AC-01,; ,EB-STATE6BR-01,; ,EB-STATE6C-01,; ,EB-STATE6CR-01,; ,EB-STATE6IBR-01,; ,EB-STATE6ICR-01,; ,EB-STATE6P-01,; ,EB-STATE6PB-01,; ,EB-STATE6PC-01, | 627988004006;627988004013;627988004044;627988004051;627988004075;627988004082;627988004099;627988004105;627988004112;627988004174;627988004303 | ecobee | ecobee | Smart Thermostat Premium | EB-STATE6* |  | FAM_1075965_031620221252268_9739127 | 1.26 | 1.83 | 61.5 | External Temperature Detection,Time of Day Usage,Additional Home Temperature Sensor,Geofencing (User Device Based),Additional Occupancy Sensor,Humidity Sensing,Occupancy Sensor on Device |  | Bluetooth,Other,Wi-Fi |  | ecobee thermostats include an optional feature called Community Energy Savings which helps use cleaner energy and strengthen the grid by reducing demand at peak times. ecobee provides our utility partners with web tools and APIs which allow customers to accept offers to enrol in Demand Response programs, validate customer eligibility, and dispatch Community Energy Savings events. Based on the needs of the grid, events can be dispatched to all enrolled thermostats or targeted groups. Demand savings are generated through temperature adjustments at peak times, while customer comfort and satisfaction are maintained through optimized pre-cooling or pre-heating of the home. Event participation statistics are available to the utility to monitor program performance. Community Energy Savings events are voluntary, so customers can opt out at any time. |  | 2022-05-17 | 2023-04-25 | United States, Canada | ES_1075965_EB-STATE6*_030820221407483_3012955
2393823 | ecobee, Inc. | Ecobee | Smart Thermostat Enhanced | EB-STATE6L* | ,EB-STATE6L-01,; ,EB-STATE6LC-01,; ,EB-STATE6LP-01,; ,EB-STATE6LPB-01,; ,EB-STATE6LPC-01, | 627988005003;627988005010;627988005102;627988005119;627988005300 | ecobee | ecobee | Smart Thermostat Enhanced | EB-STATE6L* |  | FAM_1075965_031620221253698_9900947 | 0.43 | 1.39 | 62.2 | Time of Day Usage,Geofencing (User Device Based),Additional Occupancy Sensor,Occupancy Sensor on Device,Humidity Sensing |  | Bluetooth,Wi-Fi,Other |  | ecobee thermostats include an optional feature called Community Energy Savings which helps use cleaner energy and strengthen the grid by reducing demand at peak times. ecobee provides our utility partners with web tools and APIs which allow customers to accept offers to enrol in Demand Response programs, validate customer eligibility, and dispatch Community Energy Savings events. Based on the needs of the grid, events can be dispatched to all enrolled thermostats or targeted groups. Demand savings are generated through temperature adjustments at peak times, while customer comfort and satisfaction are maintained through optimized pre-cooling or pre-heating of the home. Event participation statistics are available to the utility to monitor program performance. Community Energy Savings events are voluntary, so customers can opt out at any time. |  | 2022-05-17 | 2022-03-16 | United States, Canada | ES_1075965_EB-STATE6L*_03082022140793_9076055
2295064 | EcoFactor, Inc. | EcoFactor | simple S100 | simple S100 |  |  | EcoFactor, Inc. | EcoFactor | simple S100 B | simple S100 B | simple S100 W, simple S100-01, simple S100-02 |  | 0.51 | 0.55 | 30 | External Temperature Detection |  | Wi-Fi |  | EcoFactor thermostats provide market-leading capabilities in deployments nationwide. Our thermostat has participated in demand management via load dispatch, as well as time-of-use pricing response. The S100 thermostat offers a robust set of RESTful APIs to partners, allowing for straight-forward integration. Available for partner use are both a ?Thermostat API Specification? and ?DR API Specification,? offering server-to-server communications specific to general thermostat control, and demand response control, respectively.EcoFactor supports locational DR, allowing users to create ?groups? based on segmenting features. Zip code is the primary characteristic used for segmentation, but custom groups are also possible. As an OpenADR member, EcoFactor is committed to openness and interoperability.EcoFactor reports run-time and thermostat performance at minute intervals, allowing for detailed measurement and verification of performance, including measurement of overrides. EcoFactor also records the type of HVAC equipment controlled by thermostat and continuously measures and records indoor and set point temperatures. Thermostat customers receive detailed reporting on thermostat run- time and savings versus baseline.EcoFactor is a leader in creating smart optimization, allowing for users to receive both energy efficiency? resulting in 10-15 percent annual savings on HVAC use ? as well as optimized demand management, which prioritizes comfort through approaches such as pre-cooling and in-event cycling. Events can be configured by DR program managers including timing, duration, degree of cycling/offset, load shaping, and grouping. The S100 is largely compliant with 2016 CEC Title 24, Part 6 Joint Appendix 5, with the exception that the S100 does not have a physical expansion port. |  | 2016-01-01 | 2017-04-26 | United States, Canada | ES_1096966_simple S100_04252017141009_2948266
2406336 | Emerson | Emerson | Sensi 1F87U-42WFC | Sensi 1F87U-42WFC |  | 786710555176 | Emerson | Emerson | Sensi | Sensi 1F87U-42WFC |  | FAM_1020720_12212022092613_151745 | 0.95 | 0.5 | 7 | Time of Day Usage,Geofencing (User Device Based),Humidity Sensing |  | Wi-Fi |  | Emerson Sensi Thermostats are designed to integrate with Utility Demand Response (DR) programs. Sensi Thermostats also provide access via API?s to Demand Response Management Systems (DRMS) providers. Sensi Thermostats are compliant with the California Energy Commission 2016 Title 24, Part 6 JA5 via virtual end node for OpenADR signals. |  | 2014-03-25 | 2022-12-27 | United States, Canada | ES_1020720_Sensi 1F87U-42WFC_12152022132625_9676629
2406365 | Emerson | Emerson | ST55 | ST55 |  | 786710554827;786710554834;786710559693 | Emerson | Emerson | Sensi | ST55 | ST55U;ST55C | FAM_1020720_12212022092613_151745 | 0.95 | 0.5 | 7 | Time of Day Usage,Geofencing (User Device Based),Humidity Sensing |  | Wi-Fi |  | Emerson Sensi Thermostats are designed to integrate with Utility Demand Response (DR) programs. Sensi Thermostats also provide access via API?s to Demand Response Management Systems (DRMS) providers. Sensi Thermostats are compliant with the California Energy Commission 2016 Title 24, Part 6 JA5 via virtual end node for OpenADR signals. |  | 2014-03-25 | 2022-12-28 | United States, Canada | ES_1020720_ST55_12072022124050_5745050
2328478 | Emerson | Emerson | Sensi 1F87U-42WF | Sensi 1F87U-42WF |  | 786710553981 | Emerson | Emerson | Sensi | Sensi 1F87U-42WF |  | FAM_1020720_12212022092613_151745 | 0.95 | 0.5 | 7 | Time of Day Usage,Geofencing (User Device Based),Humidity Sensing |  | Wi-Fi |  | Emerson Sensi Thermostats are designed to integrate with Utility Demand Response (DR) programs. Sensi Thermostats also provide access via API?s to Demand Response Management Systems (DRMS) providers. Sensi Thermostats are compliant with the California Energy Commission 2016 Title 24, Part 6 JA5 via virtual end node for OpenADR signals. |  | 2014-03-25 | 2018-10-26 | United States, Canada | ES_1020720_Sensi 1F87U-42WF_10222018111012_7856256
2328479 | Emerson | Emerson | Sensi 1F95U-42WF | Sensi 1F95U-42WF |  | 78671055515 | Emerson | Emerson | Sensi | 1 |  |  | 0.5 | 1.2 | 30 | Time of Day Usage,Geofencing (User Device Based),Humidity Sensing |  | Wi-Fi |  | Emerson Sensi Thermostats are designed to integrate with Utility Demand Response (DR) programs. Sensi Thermostats also provide access via API????????s to Demand Response Management Systems (DRMS) providers. Sensi Thermostats are compliant with the California Energy Commission 2016 Title 24, Part 6 JA5 via virtual end node for OpenADR signals. |  | 2014-03-25 | 2018-10-26 | United States, Canada | ES_1020720_Sensi 1F95U-42WF_10042018144600_7216150
2380654 | Emerson | Emerson Sensi | 1F95U-42WFS | 1F95U-42WFS | ,1F95U-42WFS,1F95U-42WFS is a Pro Model for US Markets. | 78671056297 | Emerson | Emerson | Sensi | 1 |  |  | 0.5 | 1.2 | 30 | Time of Day Usage,Geofencing (User Device Based),Humidity Sensing |  | Wi-Fi |  | Emerson Sensi Thermostats are designed to integrate with Utility Demand Response (DR) programs. Sensi Thermostats also provide access via API????????s to Demand Response Management Systems (DRMS) providers. Sensi Thermostats are compliant with the California Energy Commission 2016 Title 24, Part 6 JA5 via virtual end node for OpenADR signals. |  | 2021-07-01 | 2018-10-26 | United States | ES_1020720_1F95U-42WFS_06222021113415_9283547
2398136 | Emerson | Emerson Sensi | ST76 | ST76 | ,1F96U-42WF,; ,1F96U-42WFB,; ,1F96U-42WFBC,; ,1F96U-42WFC,; ,ST76C,; ,ST76U,; ,ST76W,; ,ST76WC,; ,ST76WU, | 786710566547;786710566738;786710566745;786710566752;786710566769;786710566776;786710566783;786710566790;786710566806;786710566813 | Emerson Electric Company | Emerson Sensi | Sensi Touch 2 | ST76W | ST76; 1F96U-42WF; 1F96U-42WFB; ST76C; ST76WC; 1F96U-42WFC; 1F96U-42WFBC; ST76U; ST76WU |  | 1.28 | 1.23 | 60 | Time of Day Usage,Additional Home Temperature Sensor,Geofencing (User Device Based),Humidity Sensing |  | Wi-Fi,Other |  | thermostat_dec_2021_output.csv |  | 2022-10-01 | 2022-06-28 | United States, Canada | ES_1020720_ST76_06282022103625_8623620
2340774 | Emerson | Emerson Sensi | Sensi 1F95U-42WFB | Sensi 1F95U-42WFB | ,Sensi 1F95U-42WFB,Sensi 1F95U-42WFB are Whole Sale products.; ,Sensi 1F95U-42WFC,Sensi 1F95U-42WFC is shole sale product & Sensi 1F95U-42WFC is a Canadian model with Suffix C. | 78671055516;78671055795 | Emerson | Emerson | Sensi | 1 |  |  | 0.5 | 1.2 | 30 | Time of Day Usage,Geofencing (User Device Based),Humidity Sensing |  | Wi-Fi |  | Emerson Sensi Thermostats are designed to integrate with Utility Demand Response (DR) programs. Sensi Thermostats also provide access via API????????s to Demand Response Management Systems (DRMS) providers. Sensi Thermostats are compliant with the California Energy Commission 2016 Title 24, Part 6 JA5 via virtual end node for OpenADR signals. |  | 2014-03-25 | 2018-10-26 | United States, Canada | ES_1020720_Sensi 1F95U-42WFB_06262019113431_1988946
2340775 | Emerson | Emerson Sensi | ST75 | ST75 | ,ST75C,ST75C is retail product and ST75C is a Canadian model with suffix C.; ,ST75U, | 78671055484;78671055968;78671056304 | Emerson | Emerson | Sensi | 1 |  |  | 0.5 | 1.2 | 30 | Time of Day Usage,Geofencing (User Device Based),Humidity Sensing |  | Wi-Fi |  | Emerson Sensi Thermostats are designed to integrate with Utility Demand Response (DR) programs. Sensi Thermostats also provide access via API????????s to Demand Response Management Systems (DRMS) providers. Sensi Thermostats are compliant with the California Energy Commission 2016 Title 24, Part 6 JA5 via virtual end node for OpenADR signals. |  | 2014-03-25 | 2018-10-26 | United States, Canada | ES_1020720_ST75_06262019113431_7108881
2340776 | Emerson | Emerson Sensi | ST75W | ST75W | ,ST75WC,ST75WC is retail product and ST75WC is a Canadian model with suffix C.; ,ST75WU, | 78671055794;78671055809;78671055972 | Emerson | Emerson | Sensi | 1 |  |  | 0.5 | 1.2 | 30 | Time of Day Usage,Geofencing (User Device Based),Humidity Sensing |  | Wi-Fi |  | Emerson Sensi Thermostats are designed to integrate with Utility Demand Response (DR) programs. Sensi Thermostats also provide access via API????????s to Demand Response Management Systems (DRMS) providers. Sensi Thermostats are compliant with the California Energy Commission 2016 Title 24, Part 6 JA5 via virtual end node for OpenADR signals. |  | 2014-03-25 | 2018-10-26 | United States, Canada | ES_1020720_ST75W_06262019131850_4285241
2380652 | Emerson | Emerson Sensi | ST75S | ST75S | ,ST75S,ST75S Retail Model for US Markets. | 78671056296 | Emerson | Emerson | Sensi | 1 |  |  | 0.5 | 1.2 | 30 | Time of Day Usage,Geofencing (User Device Based),Humidity Sensing |  | Wi-Fi |  | Emerson Sensi Thermostats are designed to integrate with Utility Demand Response (DR) programs. Sensi Thermostats also provide access via API????????s to Demand Response Management Systems (DRMS) providers. Sensi Thermostats are compliant with the California Energy Commission 2016 Title 24, Part 6 JA5 via virtual end node for OpenADR signals. |  | 2021-06-01 | 2018-10-26 | United States | ES_1020720_ST75S_06222021113415_1030389
2380653 | Emerson | Emerson Sensi | ST75SU | ST75SU | ,1F95U-42WFSC,1F95U-42WFSC is a Pro Model for Canadian Markets.; ,ST75SC,ST75SC Retail Model for Canadian Markets.; ,ST75SU,ST75SU Utility Model for US Markets. | 78671056295;78671056304;78671056308 | Emerson | Emerson | Sensi | 1 |  |  | 0.5 | 1.2 | 30 | Time of Day Usage,Geofencing (User Device Based),Humidity Sensing |  | Wi-Fi |  | Emerson Sensi Thermostats are designed to integrate with Utility Demand Response (DR) programs. Sensi Thermostats also provide access via API????????s to Demand Response Management Systems (DRMS) providers. Sensi Thermostats are compliant with the California Energy Commission 2016 Title 24, Part 6 JA5 via virtual end node for OpenADR signals. |  | 2021-07-30 | 2018-10-26 | United States, Canada | ES_1020720_ST75SU_06222021113415_1788141
2407461 | GE Lighting, a Savant company | GE | CTHMCAPPEKB1 | 93130061 | ,,CTHMCAPPEKB1-CDN1 | 043168544702 | GE Lighting, a Savant Company | GE | CTHMCAPPEKB1 | 93130061 |  | FAM_1120172_041220231409768_2772968 | 0.33 | 0.43 | 9.7 | Additional Home Temperature Sensor,Humidity Sensing |  | Wi-Fi |  | Cync thermostats use cloud-based connections for demand response requests from utility partners. |  | 2022-01-01 | 2023-01-30 | Canada | ES_1120172_CTHMCAPPEKB1-CDN1_012720231718112_5025982
2407462 | GE Lighting, a Savant company | GE | CTHMCAPPEKB1 | 93129894 | ,,CTHMCAPPEKB1-1 | 043168542722 | GE Lighting, a Savant Company | GE | CTHMCAPPEKB1 | 93129894 |  | FAM_1120172_041220231409768_2772968 | 0.33 | 0.43 | 9.7 | Additional Home Temperature Sensor,Humidity Sensing |  | Wi-Fi |  | Cync thermostats use cloud-based connections for demand response requests from utility partners. |  | 2022-01-01 | 2023-01-30 | United States | ES_1120172_CTHMCAPPEKB1-1_012720231718555_4633954
2464809 | GE Lighting, a Savant company | GE | CTHMCAPPEKB1 | 93129958 | ,,CTHMCAPPEKB1/CWLTSBLNWN1-1 | 043168543514 | GE Lighting, a Savant Company | GE | CTHMCAPPEKB1 | 93129958 |  | FAM_1120172_041220231409768_2772968 | 0.33 | 0.43 | 9.7 | Time of Day Usage,Additional Home Temperature Sensor,Humidity Sensing |  | Wi-Fi |  | Cync thermostats use cloud-based connections for demand response requests from utility partners. |  | 2023-03-01 | 2023-04-21 | United States | ES_1120172_93129958_041820231135967_2588211
2350650 | Google LLC | Google Nest | Google Nest Learning Thermostat | T3###** |  | 10813917021948;10813917022129;813917020203;813917020210;813917020227;813917021033;813917021040;813917022023;813917022030;813917022054;813917022061;854448003860;854448003877;854448003884 | Google LLC | Google Nest | Google Nest Learning Thermostat | T3###** | T3007ES ,T3007EF, T3016US, T3018US, T3017US, T3021US, T3032US, T3019US, T3050US, T3051US, T3019CA, T3016CA, T3017CA , T3032CA, T3024US, T3025US, T3026US, T3027US, T3008US |  | 0.27 | 0.06 | 50 | External Temperature Detection,Geofencing (User Device Based),Humidity Sensing,Occupancy Sensor on Device |  | Wi-Fi |  | Google Nest thermostats support a variety of Demand Response (DR) services, including dispatchable peak load management, and emergency (fast-response) dispatch. Nest offers a comprehensive DR solution in which Nest?s cloud-based server acts as an OpenADR-compliant ?Virtual End Node? for a DR signal from a Load Management Entity, and upon receipt of that signal executes customized DR algorithms on each participating device (as a ?Virtual Top Node?). Devices can be grouped at the discretion of the Load Management Entity for locational dispatch. An API is available for direct integration with popular Demand Response Management Systems for dispatch. Comprehensive aggregated reporting is provided to the Load Management Entity for measurement and verification purposes, including load reduction estimates and the impact of device adjustments by interval. Google Nest?s DR solutions are specifically designed to optimize participant satisfaction through the use of pre-conditioning (where applicable) and personalized schedule adjustments to ensure occupant comfort by limiting deviations from scheduled setpoints. In addition, the user can opt out any time. The algorithms are regularly updated and enhanced based on operational experience and user feedback. |  | 2015-09-01 | 2019-12-03 | United States, Canada | ES_1073133_T3###**_12032019181951_7191676
2350653 | Google LLC | Google Nest | Google Nest Thermostat E | T4###** |  | 193575023526;813917020593;813917020609;813917022139 | Google LLC | Google Nest | Google Nest Thermostat E | T4###** | T4000ES, T4001ES, T4000EF, T4002ES, T4008ES |  | 0.46 | 0.04 | 20 | External Temperature Detection,Geofencing (User Device Based),Humidity Sensing,Occupancy Sensor on Device |  | Wi-Fi |  | Google Nest thermostats support a variety of Demand Response (DR) services, including dispatchable peak load management, and emergency (fast-response) dispatch. Nest offers a comprehensive DR solution in which Nests cloud-based server acts as an OpenADR-compliant Virtual End Node for a DR signal from a Load Management Entity, and upon receipt of that signal executes customized DR algorithms on each participating device (as a Virtual Top Node). Devices can be grouped at the discretion of the Load Management Entity for locational dispatch. An API is available for direct integration with popular Demand Response Management Systems for dispatch. Comprehensive aggregated reporting is provided to the Load Management Entity for measurement and verification purposes, including load reduction estimates and the impact of device adjustments by interval. Google Nests DR solutions are specifically designed to optimize participant satisfaction through the use of pre-conditioning (where applicable) and personalized schedule adjustments to ensure occupant comfort by limiting deviations from scheduled setpoints. In addition, the user can opt out any time. The algorithms are regularly updated and enhanced based on operational experience and user feedback. |  | 2017-08-31 | 2020-11-02 | United States, Canada | ES_1073133_T4###**_12032019182012_7212129
2369005 | Google LLC | Google Nest | Nest Thermostat | GA0####-** |  | 193575007649;193575007670;193575007687;193575007694;193575007700;193575007717;193575007724;193575007731;193575009902;193575026510 | Google LLC | Google Nest | Nest Thermostat | GA0####-** | GA01334-US, GA02081-US, GA02082-US, GA02083-US, GA02083-CA, GA01334-CA, GA02082-CA, GA02081-CA, G4CVZ, GA02180-US, GA02180-CA, GA03000-US |  | 0.3 | 0.1 | 20.3 | External Temperature Detection,Geofencing (User Device Based),Humidity Sensing,Occupancy Sensor on Device |  | Wi-Fi |  | Google Nest thermostats support a variety of Demand Response (DR) services, including dispatchable peak load management, and emergency (fast-response) dispatch. Nest offers a comprehensive DR solution in which Nest?s cloud-based server acts as an OpenADR-compliant ?Virtual End Node? for a DR signal from a Load Management Entity, and upon receipt of that signal executes customized DR algorithms on each participating device (as a ?Virtual Top Node?). Devices can be grouped at the discretion of the Load Management Entity for locational dispatch. An API is available for direct integration with popular Demand Response Management Systems for dispatch. Comprehensive aggregated reporting is provided to the Load Management Entity for measurement and verification purposes, including load reduction estimates and the impact of device adjustments by interval. Google Nest?s DR solutions are specifically designed to optimize participant satisfaction through the use of pre-conditioning (where applicable) and personalized schedule adjustments to ensure occupant comfort by limiting deviations from scheduled setpoints. In addition, the user can opt out any time. The algorithms are regularly updated and enhanced based on operational experience and user feedback. |  | 2020-10-12 | 2020-11-01 | United States, Canada | ES_1073133_GA0####-**_11022020180747_0467945
2346553 | Greenlite Lighting Corporation | Greenlite | Greenlite G2 | G2 |  |  | Greenlite | Greenlite | Greenlite G2 | G2 |  | FAM_31571_09172019083754_1559063 | 1.95 | 0.68 | 10 | Geofencing (User Device Based) |  | Wi-Fi |  | Compatible with OPEN ADR 2.0 |  | 2017-08-01 | 2019-09-17 | United States, Canada | ES_31571_G2_09172019083754_345117
2333888 | Resideo Technologies, Inc | Honeywell Home | Honeywell Home | Honeywell Home |  |  | Resideo Technologies Inc. | Honeywell Home | T9 Smart Thermostat | RCHT9*10WF**** | RCHT9610WFSW2003, RCHT9610WFSW2019, RCHT9510WFW2001, RCHT9510WFW2017 | FAM_1142622_01042019143341_2373577 | 0.35 | 1.65 | 45 | Time of Day Usage,External Temperature Detection,Additional Home Temperature Sensor,Other,Additional Occupancy Sensor |  | Wi-Fi,Other |  | Honeywell Home connected thermostat family is enabled to respond to Demand Response (DR) events that utilities call to mitigate certain risks to the grid. These programs ultimately save consumers money while preventing adverse effects on their service. Honeywell Home thermostats are utilized by a variety of optimization/DR firms that access our thermostats through APIs. Set points can be continuously optimized for a number of factors including real time weather and a homes thermodynamic properties, resulting in additional energy savings. Similarly, our thermostats can be controlled by multiple Demand Response Management Systems (DRMS) systems shedding load at peak periods. Features include pre-cooling and various shed strategies (cycling, temperature off-set, etc.). Our UI and apps allow for consumers to be alerted of events and offer the ability to opt out should the need occur. Feedback on an events opt-outs, overrides and load shed performance are available through API to the Load Managing Entity. |  | 2019-01-17 | 2019-02-13 | United States, Canada | ES_1142622_Lyric_01042019143341_6844446
2333898 | Resideo Technologies, Inc | Honeywell Home | THX321WF2003W | THX321WF2003W | ,THX321WFS2001W, |  | Resideo Technologies Inc. | Honeywell Home | T10 Pro Smart Thermostat | THX***WF****** | THX321WF2003W, THX321WFS2001W | FAM_1142622_01042019143341_2373577 | 0.35 | 1.65 | 45 | Time of Day Usage,External Temperature Detection,Additional Home Temperature Sensor,Other,Additional Occupancy Sensor | Humidify, Dehumidify, Ventilation Control | Wi-Fi,Other | Redlink | Honeywell Homeâ??s connected thermostat family is enabled to respond to Demand Response (DR) events that utilities call to mitigate certain risks to the grid. These programs ultimately save consumers money while preventing adverse effects on their service. Honeywell Homeâ??s thermostats are utilized by a variety of optimization/DR firms that access our thermostats through APIs. Set points can be continuously optimized for a number of factors including real time weather and a homeâ??s thermodynamic properties, resulting in additional energy savings. Similarly, our thermostats can be controlled by multiple Demand Response Management Systems (DRMS) systems shedding load at peak periods. Features include pre-cooling and various shed strategies (cycling, temperature off-set, etc.). Our UI and apps allow for consumers to be alerted of events and offer the ability to opt out should the need occur. Feedback on an eventâ??s opt-outs, overrides and load shed performance are available through API to the Load Managing En |  | 2019-01-17 | 2019-02-13 | United States, Canada | ES_1142622_Lyric_02072019151824_2889673
2338680 | Resideo Technologies, Inc | Honeywell Home | RTH6580WF | WiFi Smart Thermostat | ,RTH6580WF1001,; ,TH6320WF****,; ,TH6320WF1005, |  | Resideo Technologies Inc. | Honeywell Home | WF Thermostat | RTH6580 |  |  | 1.09 | 0.04 | 55 | Time of Day Usage |  | Wi-Fi |  | Honeywell Home connected thermostat family is enabled to respond to Demand Response (DR) events that utilities call to mitigate certain risks to the grid. These programs ultimately save consumers money while preventing adverse effects on their service. Honeywell Home thermostats are utilized by a variety of optimization/DR firms that access our thermostats through APIs. Set points can be continuously optimized for a number of factors including real time weather and a homes thermodynamic properties, resulting in additional energy savings. Similarly, our thermostats can be controlled by multiple Demand Response Management Systems (DRMS) systems shedding load at peak periods. Features include pre-cooling and various shed strategies (cycling, temperature off-set, etc.). Our UI and apps allow for consumers to be alerted of events and offer the ability to opt out should the need occur. Feedback on an events opt-outs, overrides and load shed performance are available through API to the Load Managing Entity. |  | 2012-09-18 | 2019-05-22 | United States, Canada | ES_1142622_WiFi Smart Thermostat_05222019095742_1562005
2342332 | Resideo Technologies, Inc | Honeywell Home | RTH9585WF****** | RTH9585WF****** | ,RTH9600WF****, | 085267770200;085267911313;085267942065;085267961455;194159005020;194159005075;194159005204;194159008144 | Resideo Technologies Inc. | Honeywell Home | Wi-Fi Smart Color Thermostat | RTH9585WF**** | RTH9600WF**** | FAM_1142622_08072019105959_3486400 | 0.36 | 0.93 | 42 | Time of Day Usage,External Temperature Detection,Humidity Sensing |  | Wi-Fi |  | Honeywell Home connected thermostat family is enabled to respond to Demand Response (DR) events that utilities call to mitigate certain risks to the grid. These programs ultimately save consumers money while preventing adverse effects on their service. Honeywell Home thermostats are utilized by a variety of optimization/DR firms that access our thermostats through APIs. Set points can be continuously optimized for a number of factors including real time weather and a homes thermodynamic properties, resulting in additional energy savings. Similarly, our thermostats can be controlled by multiple Demand Response Management Systems (DRMS) systems shedding load at peak periods. Features include pre-cooling and various shed strategies (cycling, temperature off-set, etc.). Our UI and apps allow for consumers to be alerted of events and offer the ability to opt out should the need occur. Feedback on an events opt-outs, overrides and load shed performance are available through API to the Load Managing Entity. |  | 2015-08-21 | 2019-08-01 | United States, Canada | ES_1142622_TCC_08012019113822_1332055
2342333 | Resideo Technologies, Inc | Honeywell Home | TCC | TCC |  |  | Resideo Technologies Inc. | Honeywell Home | RedLINK Vision PRO 8000 | TH8110R**** |  | FAM_1142622_08072019105959_3486400 | 0.12 | 0.14 | 48 | Time of Day Usage,External Temperature Detection,Additional Home Temperature Sensor,Additional Occupancy Sensor |  | Other | RedLINK | Honeywell Home connected thermostat family is enabled to respond to Demand Response (DR) events that utilities call to mitigate certain risks to the grid. These programs ultimately save consumers money while preventing adverse effects on their service. Honeywell Home thermostats are utilized by a variety of optimization/DR firms that access our thermostats through APIs. Set points can be continuously optimized for a number of factors including real time weather and a homes thermodynamic properties, resulting in additional energy savings. Similarly, our thermostats can be controlled by multiple Demand Response Management Systems (DRMS) systems shedding load at peak periods. Features include pre-cooling and various shed strategies (cycling, temperature off-set, etc.). Our UI and apps allow for consumers to be alerted of events and offer the ability to opt out should the need occur. Feedback on an events opt-outs, overrides and load shed performance are available through API to the Load Managing Entity. |  | 2013-02-28 | 2019-08-01 | United States, Canada | ES_1142622_TCC_08012019115942_5485193
2344250 | Resideo Technologies, Inc | Honeywell Home | TCC | TCC |  |  | Resideo Technologies Inc. | Honeywell Home | RedLINK Vision PRO 8000 | TH8320R**** |  | FAM_1142622_08072019105959_3486400 | 0.1 | 0.14 | 46 | Time of Day Usage,External Temperature Detection,Additional Home Temperature Sensor,Additional Occupancy Sensor |  | Other | RedLINK | Honeywell Home connected thermostat family is enabled to respond to Demand Response (DR) events that utilities call to mitigate certain risks to the grid. These programs ultimately save consumers money while preventing adverse effects on their service. Honeywell Home thermostats are utilized by a variety of optimization/DR firms that access our thermostats through APIs. Set points can be continuously optimized for a number of factors including real time weather and a homes thermodynamic properties, resulting in additional energy savings. Similarly, our thermostats can be controlled by multiple Demand Response Management Systems (DRMS) systems shedding load at peak periods. Features include pre-cooling and various shed strategies (cycling, temperature off-set, etc.). Our UI and apps allow for consumers to be alerted of events and offer the ability to opt out should the need occur. Feedback on an events opt-outs, overrides and load shed performance are available through API to the Load Managing Entity. |  | 2013-02-28 | 2019-08-08 | United States, Canada | ES_1142622_TCC_08012019144104_4885675
2344251 | Resideo Technologies, Inc | Honeywell Home | TCC | TCC |  |  | Resideo Technologies Inc. | Honeywell Home | RedLINK Vision PRO 8000 | TH8321R*** |  | FAM_1142622_08072019105959_3486400 | 0.25 | 0.13 | 48 | Time of Day Usage,External Temperature Detection,Additional Home Temperature Sensor,Other,Additional Occupancy Sensor | Humidity, dehumidify, or ventilation control | Other | RedLINK | Honeywell Home connected thermostat family is enabled to respond to Demand Response (DR) events that utilities call to mitigate certain risks to the grid. These programs ultimately save consumers money while preventing adverse effects on their service. Honeywell Home thermostats are utilized by a variety of optimization/DR firms that access our thermostats through APIs. Set points can be continuously optimized for a number of factors including real time weather and a homes thermodynamic properties, resulting in additional energy savings. Similarly, our thermostats can be controlled by multiple Demand Response Management Systems (DRMS) systems shedding load at peak periods. Features include pre-cooling and various shed strategies (cycling, temperature off-set, etc.). Our UI and apps allow for consumers to be alerted of events and offer the ability to opt out should the need occur. Feedback on an events opt-outs, overrides and load shed performance are available through API to the Load Managing Entity. |  | 2013-02-28 | 2019-08-08 | United States, Canada | ES_1142622_TCC_08012019151229_6850854
2344252 | Resideo Technologies, Inc | Honeywell Home | TCC | TCC |  |  | Resideo Technologies Inc. | Honeywell Home | Wi-Fi Vision PRO 8000 | TH8321WF**** |  | FAM_1142622_08072019105959_3486400 | 0.2 | 0.17 | 44 | Time of Day Usage,External Temperature Detection,Additional Home Temperature Sensor,Other | Humidity, dehumidify, or ventilation control | Wi-Fi |  | Honeywell Home connected thermostat family is enabled to respond to Demand Response (DR) events that utilities call to mitigate certain risks to the grid. These programs ultimately save consumers money while preventing adverse effects on their service. Honeywell Home thermostats are utilized by a variety of optimization/DR firms that access our thermostats through APIs. Set points can be continuously optimized for a number of factors including real time weather and a homes thermodynamic properties, resulting in additional energy savings. Similarly, our thermostats can be controlled by multiple Demand Response Management Systems (DRMS) systems shedding load at peak periods. Features include pre-cooling and various shed strategies (cycling, temperature off-set, etc.). Our UI and apps allow for consumers to be alerted of events and offer the ability to opt out should the need occur. Feedback on an events opt-outs, overrides and load shed performance are available through API to the Load Managing Entity. |  | 2015-01-22 | 2019-08-08 | United States, Canada | ES_1142622_TCC_08012019152232_7848474
2344253 | Resideo Technologies, Inc | Honeywell Home | TCC | TCC |  |  | Resideo Technologies Inc. | Honeywell Home | Wi-Fi Thermostat 9000 | TH9320WF**** |  | FAM_1142622_08072019105959_3486400 | 0.37 | 0.9 | 43 | Time of Day Usage,External Temperature Detection,Additional Home Temperature Sensor,Humidity Sensing |  | Wi-Fi |  | Honeywell Home connected thermostat family is enabled to respond to Demand Response (DR) events that utilities call to mitigate certain risks to the grid. These programs ultimately save consumers money while preventing adverse effects on their service. Honeywell Home thermostats are utilized by a variety of optimization/DR firms that access our thermostats through APIs. Set points can be continuously optimized for a number of factors including real time weather and a homes thermodynamic properties, resulting in additional energy savings. Similarly, our thermostats can be controlled by multiple Demand Response Management Systems (DRMS) systems shedding load at peak periods. Features include pre-cooling and various shed strategies (cycling, temperature off-set, etc.). Our UI and apps allow for consumers to be alerted of events and offer the ability to opt out should the need occur. Feedback on an events opt-outs, overrides and load shed performance are available through API to the Load Managing Entity. |  | 2016-08-16 | 2019-08-08 | United States, Canada | ES_1142622_TCC_08012019153158_3995172
2344254 | Resideo Technologies, Inc | Honeywell Home | TCC | TCC |  |  | Resideo Technologies Inc. | Honeywell Home | RedLINK Prestige | THX9421R**** |  | FAM_1142622_08072019105959_3486400 | 0.12 | 1.38 | 44 | Time of Day Usage,External Temperature Detection,Additional Home Temperature Sensor,Other,Additional Occupancy Sensor | Humidity, dehumidify, or ventilation control | Other | RedLINK | Honeywell Home connected thermostat family is enabled to respond to Demand Response (DR) events that utilities call to mitigate certain risks to the grid. These programs ultimately save consumers money while preventing adverse effects on their service. Honeywell Home thermostats are utilized by a variety of optimization/DR firms that access our thermostats through APIs. Set points can be continuously optimized for a number of factors including real time weather and a homes thermodynamic properties, resulting in additional energy savings. Similarly, our thermostats can be controlled by multiple Demand Response Management Systems (DRMS) systems shedding load at peak periods. Features include pre-cooling and various shed strategies (cycling, temperature off-set, etc.). Our UI and apps allow for consumers to be alerted of events and offer the ability to opt out should the need occur. Feedback on an events opt-outs, overrides and load shed performance are available through API to the Load Managing Entity. |  | 2013-01-31 | 2019-08-08 | United States, Canada | ES_1142622_TCC_08012019154053_4062158
2344267 | Resideo Technologies, Inc | Honeywell Home | Honeywell Home | Honeywell Home |  |  | Resideo Technologies Inc. | Honeywell Home | T6 Pro Wi-Fi Progammable Thermostat | TH6320WF2*** |  | FAM_1142622_08072019112755_8898845 | 0.86 | 0.34 | 41 | Time of Day Usage,External Temperature Detection,Additional Home Temperature Sensor,Geofencing (User Device Based) |  | Wi-Fi |  | Honeywell Home connected thermostat family is enabled to respond to Demand Response (DR) events that utilities call to mitigate certain risks to the grid. These programs ultimately save consumers money while preventing adverse effects on their service. Honeywell Home thermostats are utilized by a variety of optimization/DR firms that access our thermostats through APIs. Set points can be continuously optimized for a number of factors including real time weather and a homes thermodynamic properties, resulting in additional energy savings. Similarly, our thermostats can be controlled by multiple Demand Response Management Systems (DRMS) systems shedding load at peak periods. Features include pre-cooling and various shed strategies (cycling, temperature off-set, etc.). Our UI and apps allow for consumers to be alerted of events and offer the ability to opt out should the need occur. Feedback on an events opt-outs, overrides and load shed performance are available through API to the Load Managing Entity. |  | 2016-09-22 | 2019-08-09 | United States, Canada | ES_1142622_Honeywell Home_08072019112755_4461023
2344268 | Resideo Technologies, Inc | Honeywell Home | RCHT8610WF**** | RCHT8610WF**** | ,RCHT8612WF****,; ,RTH8800WF****,**** represent numbers and letters; ,RTH8800WF2022,**** represent numbers and letters |  | Resideo Technologies Inc. | Honeywell Home | T5 Wi-Fi Thermostat | RCHT8610WF**** | RCHT8612WF**** | FAM_1142622_08072019112755_8898845 | 0.87 | 0.36 | 49 | Time of Day Usage,External Temperature Detection,Geofencing (User Device Based) |  | Wi-Fi |  | Honeywell Home connected thermostat family is enabled to respond to Demand Response (DR) events that utilities call to mitigate certain risks to the grid. These programs ultimately save consumers money while preventing adverse effects on their service. Honeywell Home thermostats are utilized by a variety of optimization/DR firms that access our thermostats through APIs. Set points can be continuously optimized for a number of factors including real time weather and a homes thermodynamic properties, resulting in additional energy savings. Similarly, our thermostats can be controlled by multiple Demand Response Management Systems (DRMS) systems shedding load at peak periods. Features include pre-cooling and various shed strategies (cycling, temperature off-set, etc.). Our UI and apps allow for consumers to be alerted of events and offer the ability to opt out should the need occur. Feedback on an events opt-outs, overrides and load shed performance are available through API to the Load Managing Entity. |  | 2016-09-22 | 2019-08-09 | United States, Canada | ES_1142622_Honeywell Home_08012019091208_8114282
2344269 | Resideo Technologies, Inc | Honeywell Home | Honeywell Home T6 Pro Wi-Fi Programmable Thermostat | TH6220WF**** |  |  | Resideo Technologies Inc. | Honeywell Home | T6 Pro Wi-Fi Progammable Thermostat | T6 Pro Wi-Fi Progammable Thermostat |  | FAM_1142622_08072019112755_8898845 | 0.81 | 0.34 | 40 | Time of Day Usage,External Temperature Detection,Additional Home Temperature Sensor,Geofencing (User Device Based) |  | Wi-Fi |  | Honeywell Home connected thermostat family is enabled to respond to Demand Response (DR) events that utilities call to mitigate certain risks to the grid. These programs ultimately save consumers money while preventing adverse effects on their service. Honeywell Home thermostats are utilized by a variety of optimization/DR firms that access our thermostats through APIs. Set points can be continuously optimized for a number of factors including real time weather and a homes thermodynamic properties, resulting in additional energy savings. Similarly, our thermostats can be controlled by multiple Demand Response Management Systems (DRMS) systems shedding load at peak periods. Features include pre-cooling and various shed strategies (cycling, temperature off-set, etc.). Our UI and apps allow for consumers to be alerted of events and offer the ability to opt out should the need occur. Feedback on an events opt-outs, overrides and load shed performance are available through API to the Load Managing Entity. |  | 2016-09-22 | 2019-08-09 | United States, Canada | ES_1142622_Honeywell Home T6 Pro Wi-Fi Programmable Thermostat, TH6220WF****_08012019084358_894128
2344270 | Resideo Technologies, Inc | Honeywell Home | Honeywell Home | Honeywell Home |  |  | Resideo Technologies Inc. | Honeywell Home | Round Smart 2nd Generation | TH8732WFH**** | RCH9310WF**** | FAM_1142622_08072019112755_8898845 | 0.37 | 0.18 | 41 | Time of Day Usage,External Temperature Detection,Geofencing (User Device Based),Other | Humidity, dehumidity, or ventilation control | Wi-Fi |  | Honeywell Home connected thermostat family is enabled to respond to Demand Response (DR) events that utilities call to mitigate certain risks to the grid. These programs ultimately save consumers money while preventing adverse effects on their service. Honeywell Home thermostats are utilized by a variety of optimization/DR firms that access our thermostats through APIs. Set points can be continuously optimized for a number of factors including real time weather and a homes thermodynamic properties, resulting in additional energy savings. Similarly, our thermostats can be controlled by multiple Demand Response Management Systems (DRMS) systems shedding load at peak periods. Features include pre-cooling and various shed strategies (cycling, temperature off-set, etc.). Our UI and apps allow for consumers to be alerted of events and offer the ability to opt out should the need occur. Feedback on an events opt-outs, overrides and load shed performance are available through API to the Load Managing Entity. |  | 2014-05-02 | 2019-08-09 | United States, Canada | ES_1142622_Honeywell Home_08012019095335_7328912
2344428 | Resideo Technologies, Inc | Honeywell Home | TCC | TCC |  |  | Resideo Technologies Inc. | Honeywell Home | Wi-Fi Smart Color Thermostat | RTH9580WF**** | RET97****** | FAM_1142622_08072019105959_3486400 | 0.39 | 0.93 | 46 | Time of Day Usage,External Temperature Detection,Humidity Sensing |  | Wi-Fi |  | Honeywell Home connected thermostat family is enabled to respond to Demand Response (DR) events that utilities call to mitigate certain risks to the grid. These programs ultimately save consumers money while preventing adverse effects on their service. Honeywell Home thermostats are utilized by a variety of optimization/DR firms that access our thermostats through APIs. Set points can be continuously optimized for a number of factors including real time weather and a homes thermodynamic properties, resulting in additional energy savings. Similarly, our thermostats can be controlled by multiple Demand Response Management Systems (DRMS) systems shedding load at peak periods. Features include pre-cooling and various shed strategies (cycling, temperature off-set, etc.). Our UI and apps allow for consumers to be alerted of events and offer the ability to opt out should the need occur. Feedback on an events opt-outs, overrides and load shed performance are available through API to the Load Managing Entity. |  | 2015-08-21 | 2019-08-13 | United States, Canada | ES_1142622_TCC_08092019095751_4970056
2360104 | International Environmental Corporation | IEC | Venture | E055-71520325 |  |  | International Environmental Corporation | IEC | Venture | E055-71520325 |  |  | 1.38 | 0.62 | 0 | External Temperature Detection,Time of Day Usage,Geofencing (User Device Based) |  | Wi-Fi |  | Venstar through our Skyport Cloud Services provides OpenADR compliance for all of the Venstar communicating thermostats with WiFi. These OpenADR compliant products provide solutions for both the Residential and Commercial markets. Skyport Cloud Services OpenADR VEN is a certified DR solution that allows utilities or verified energy partners to push DR signals that include load shedding, price notifications, and price actions to Skyport Cloud connected Venstar thermostats. Skyport Cloud Services allow the utilities or verified energy partners to group thermostats into logical groups and regions to send directed DR events. Skyport Cloud users have the ability to adjust the Maximum Cooling Setpoint, Minimum Heating Setpoints, Offset Settings and Price Trigger settings for DR events. Once a DR event is completed, Skyport Cloud Services, with detailed reporting capability, generates a report signal back to the load management entity for the success rate of the DR event. Venstar communicating thermostats are Title 24 compliant. |  | 2020-02-01 | 2020-05-20 | United States, Canada | ES_1144945_E055-71520325_05202020171342_4822770
2360105 | International Environmental Corporation | IEC | Venture | E055-71520330 |  |  | International Environmental Corporation | IEC | Venture | E055-71520330 |  |  | 1.38 | 0.62 | 0 | External Temperature Detection,Time of Day Usage,Geofencing (User Device Based) |  | Wi-Fi |  | Venstar through our Skyport Cloud Services provides OpenADR compliance for all of the Venstar communicating thermostats with WiFi. These OpenADR compliant products provide solutions for both the Residential and Commercial markets. Skyport Cloud Services OpenADR VEN is a certified DR solution that allows utilities or verified energy partners to push DR signals that include load shedding, price notifications, and price actions to Skyport Cloud connected Venstar thermostats. Skyport Cloud Services allow the utilities or verified energy partners to group thermostats into logical groups and regions to send directed DR events. Skyport Cloud users have the ability to adjust the Maximum Cooling Setpoint, Minimum Heating Setpoints, Offset Settings and Price Trigger settings for DR events. Once a DR event is completed, Skyport Cloud Services, with detailed reporting capability, generates a report signal back to the load management entity for the success rate of the DR event. Venstar communicating thermostats are Title 24 compliant. |  | 2020-02-01 | 2020-05-20 | United States, Canada | ES_1144945_E055-71520330_05202020173004_5804367
2365403 | Lennox Industries | Lennox | iComfort M30 Smart Thermostat | iComfort M30 Smart Thermostat |  |  | Lennox | Lennox | iComfort M30 Smart Thermostat | iComfort M30 Smart Thermostat | Lennox |  | 0.93 | 1.23 | 14 | External Temperature Detection,Time of Day Usage,Geofencing (User Device Based),Occupancy Sensor on Device,Humidity Sensing |  | Wi-Fi |  | The Lennox iComfort M30 Smart Thermostat is OpenADR 2.0b VEN compliant . With Open Automated Demand Response (Open ADR), your energy provider can communicate directly with your iComfort M30 smart thermostat to inform it of peak energy times. By opting in, your system will automatically adjust your presets to operate more efficiently. Youâ??ll save energy and money. |  | 2018-01-01 | 2020-09-02 | United States, Canada | ES_1082495_iComfort M30 Smart Thermostat_08252020141522_2927057
2396767 | Pro1 IAQ, Inc | Pro1 | L50-991 | L50-991 |  |  | Pro1 IAQ, Inc. | PRO1 | L50-991 | L50-991 |  |  | 0.33 | 0.51 | 14.4 | Time of Day Usage |  | Wi-Fi |  | The Pro1 implementation of OpenADR 2.0b allows enrolled customers to participate in load shedding events. Events can target specific devices via a variety of parameters including enrollment status and zip code. Upon receiving an event signal, the connected thermostat provides customers options on how it should respond. Options include accepting/denying the load shedding event. Work is in progress to fully comply with capabilities listed in CEC Title 24, Part 6. |  | 2022-06-30 | 2022-05-16 | United States, Canada | ES_1146517_L50-991_050920221504898_8826153
2396768 | Pro1 IAQ, Inc | Pro1 | T721i | T721i |  |  | Pro1 IAQ, Inc. | PRO1 | T721i | T721i |  |  | 0.33 | 0.51 | 14.4 | Time of Day Usage |  | Wi-Fi |  | The Pro1 implementation of OpenADR 2.0b allows enrolled customers to participate in load shedding events. Events can target specific devices via a variety of parameters including enrollment status and zip code. Upon receiving an event signal, the connected thermostat provides customers options on how it should respond. Options include accepting/denying the load shedding event. Work is in progress to fully comply with capabilities listed in CEC Title 24, Part 6. |  | 2022-06-30 | 2022-05-16 | United States, Canada | ES_1146517_T721i_050920221504977_7134867
3387686 | Pro1 IAQ, Inc | Pro1 | T751i | T751i |  | 095247202256 | Pro1 IAQ, Inc. | PRO1 | T751i | T751i |  | FAM_1146517_012320241718225_6938385 | 0.43 | 0.44 | 14.4 | Time of Day Usage |  | Wi-Fi |  | The Pro1 implementation of OpenADR 2.0b allows enrolled customers to participate in load shedding events. Events can target specific devices via a variety of parameters including enrollment status and zip code. Upon receiving an event signal, the connected thermostat provides customers options on how it should respond. Options include accepting/denying the load shedding event. This thermostat complies with capabilities listed in CEC Title 24, Part 6. |  | 2024-01-25 | 2024-01-23 | United States, Canada | ES_1146517_T751i_012220241710147_4230029
3387687 | Pro1 IAQ, Inc | Pro1 | L51-836 | L51-836 |  | 095247202256 | Pro1 IAQ, Inc. | PRO1 | L51-836 | L51-836 |  | FAM_1146517_012320241718225_6938385 | 0.43 | 0.44 | 14.4 | Time of Day Usage |  | Wi-Fi |  | The Pro1 implementation of OpenADR 2.0b allows enrolled customers to participate in load shedding events. Events can target specific devices via a variety of parameters including enrollment status and zip code. Upon receiving an event signal, the connected thermostat provides customers options on how it should respond. Options include accepting/denying the load shedding event. This thermostat complies with capabilities listed in CEC Title 24, Part 6. |  | 2024-01-25 | 2024-01-23 | United States, Canada | ES_1146517_L51-836_012220241710848_7406199
2383692 | Pro1 IAQ, Inc | Pro1 | T855iSH | T855iSH |  |  | Pro1 IAQ, Inc. | PRO1 | T855iSH | T855iSH |  |  | 1.36 | 0.47 | 16.1 | External Temperature Detection,Time of Day Usage,Additional Home Temperature Sensor,Humidity Sensing |  | Wi-Fi |  | The Pro1 implementation of OpenADR 2.0b allows enrolled customers to participate in load shedding events. Events can target specific devices via a variety of parameters including enrollment status and zip code. Upon receiving an event signal, the connected thermostat provides customers options on how it should respond. Options include accepting/denying the load shedding event. Work is in progress to fully comply with capabilities listed in CEC Title 24, Part 6. |  | 2020-08-01 | 2021-08-24 | United States, Canada | ES_1146517_T855iSH_082320211118422_7226168
2383693 | Pro1 IAQ, Inc | Pro1 | CT855iSH | CT855iSH |  |  | Pro1 IAQ, Inc. | PRO1 | CT855iSH | CT855iSH |  |  | 1.36 | 0.47 | 16.1 | External Temperature Detection,Time of Day Usage,Additional Home Temperature Sensor,Humidity Sensing |  | Wi-Fi |  | The Pro1 implementation of OpenADR 2.0b allows enrolled customers to participate in load shedding events. Events can target specific devices via a variety of parameters including enrollment status and zip code. Upon receiving an event signal, the connected thermostat provides customers options on how it should respond. Options include accepting/denying the load shedding event. Work is in progress to fully comply with capabilities listed in CEC Title 24, Part 6. |  | 2020-08-01 | 2021-08-24 | United States, Canada | ES_1146517_CT855iSH_082320211118694_2626840
2383694 | Pro1 IAQ, Inc | Pro1 | L47-696 | L47-696 |  |  | Pro1 IAQ, Inc. | PRO1 | L47-696 | L47-696 |  |  | 1.36 | 0.47 | 16.1 | External Temperature Detection,Time of Day Usage,Additional Home Temperature Sensor,Humidity Sensing |  | Wi-Fi |  | The Pro1 implementation of OpenADR 2.0b allows enrolled customers to participate in load shedding events. Events can target specific devices via a variety of parameters including enrollment status and zip code. Upon receiving an event signal, the connected thermostat provides customers options on how it should respond. Options include accepting/denying the load shedding event. Work is in progress to fully comply with capabilities listed in CEC Title 24, Part 6. |  | 2020-08-01 | 2021-08-24 | United States, Canada | ES_1146517_L47-696_08232021111847_9289771
2396765 | Pro1 IAQ, Inc | Pro1 | L48-188 | L48-188 |  |  | Pro1 IAQ, Inc. | PRO1 | L48-188 | L48-188 |  |  | 0.52 | 0.46 | 14.4 | Time of Day Usage |  | Wi-Fi |  | The Pro1 implementation of OpenADR 2.0b allows enrolled customers to participate in load shedding events. Events can target specific devices via a variety of parameters including enrollment status and zip code. Upon receiving an event signal, the connected thermostat provides customers options on how it should respond. Options include accepting/denying the load shedding event. Work is in progress to fully comply with capabilities listed in CEC Title 24, Part 6. |  | 2022-06-30 | 2022-05-16 | United States, Canada | ES_1146517_L48-188_050920221504612_5233094
2396766 | Pro1 IAQ, Inc | Pro1 | T701i | T701i |  |  | Pro1 IAQ, Inc. | PRO1 | T701i | T701i |  |  | 0.52 | 0.46 | 14.4 | Time of Day Usage |  | Wi-Fi |  | The Pro1 implementation of OpenADR 2.0b allows enrolled customers to participate in load shedding events. Events can target specific devices via a variety of parameters including enrollment status and zip code. Upon receiving an event signal, the connected thermostat provides customers options on how it should respond. Options include accepting/denying the load shedding event. Work is in progress to fully comply with capabilities listed in CEC Title 24, Part 6. |  | 2022-06-30 | 2022-05-16 | United States, Canada | ES_1146517_T701i_050920221504520_4662233
3417526 | Consumer 2.0 Inc. (aka "Rently") | Rently | TH6320ZW2007 | TH6320ZW2007 |  | 194159007819 | Resideo Technologies Inc | Honeywell Home | T6 Pro Z-Wave Programmable Thermostat | TH6320ZW2007 |  |  | 0.53 | 0.07 | 45 | External Temperature Detection,Time of Day Usage,Additional Home Temperature Sensor,Other,Humidity Sensing | Occupancy based schedule | Z-Wave |  | Currently not offered. |  | 2022-06-01 | 2024-02-23 | United States | ES_1147714_TH6320ZW2007_02082024153719_2724878
2407292 | Emerson | Sensi | ST25 | ST25 | ,1F76U-22WFB,; ,1F76U-22WFBC,; ,ST25C,; ,ST25U, | 786710568732;786710569128;786710569135;786710569142;786710569159 | Sensi | Sensi | Sensi Lite | ST25 | ST25;ST25U; 1F76U-22WFB; ST25C; 1F76U-22WFBC |  | 0.8 | 0.11 | 15 | Time of Day Usage,Geofencing (User Device Based),Humidity Sensing |  | Bluetooth,Wi-Fi |  | Sensi Thermostats are designed to integrate with Utility Demand Response (DR) programs. Sensi thermostats also provided access via API?s to Demand Response Management Systems (DRMS) providers. Sensi thermostats are compliant with the California Energy Commission Title 24, part 6 JA5 via virtual end node for OpenADR signals. |  | 2023-01-23 | 2023-01-24 | United States, Canada | ES_1020720_ST25_01202023094136_5510675
3387688 | Pro1 IAQ, Inc | Sigler | CT751i | CT751i |  | 095247202256 | Pro1 IAQ, Inc. | Sigler | CT751i | CT751i |  | FAM_1146517_012320241718225_6938385 | 0.43 | 0.44 | 14.4 | Time of Day Usage |  | Wi-Fi |  | The Pro1 implementation of OpenADR 2.0b allows enrolled customers to participate in load shedding events. Events can target specific devices via a variety of parameters including enrollment status and zip code. Upon receiving an event signal, the connected thermostat provides customers options on how it should respond. Options include accepting/denying the load shedding event. This thermostat complies with capabilities listed in CEC Title 24, Part 6. |  | 2024-01-25 | 2024-01-23 | United States, Canada | ES_1146517_CT751i_012220241710427_2225615
2336674 | Trane and American Standard Heating and Air Conditioning | Trane | XL824 | XL824 | ,XL824,(TCONT824AS52DB) |  | Trane | Trane | XL824 | TCONT824AS52DB |  | FAM_1075581_04052019093434_9125512 | 0.73 | 1.9 | 30 | External Temperature Detection,Additional Home Temperature Sensor,Geofencing (User Device Based),Other,Humidity Sensing |  | Wi-Fi,Z-Wave |  | Ingersoll Rand is committed to supporting Demand Response (DR) programs with utilities across the United States. As such, the XL824 CT is Title 24 compliant, open ADR compatible, and has both cloud and local APIs to support DR. It also supports utility DR control through a portal designed specifically for utility use. For improved comfort, we support DR events that follow a consumer configurable setpoint, and allow override by subsequent setpoint changes made by the consumer. We also provide a specific operating mode for variable capacity systems DR that triggers a minimum capacity mode rather than a full off. |  | 2019-04-05 | 2019-04-12 | United States, Canada | ES_1075581_TCONT824AS52DBA_04052019093434_6174890
2356694 | Venstar Inc. | Venstar | Explorer | T3### | ,,Family Model Differences: Commerical vs Residental; Humdity control vs no humidity Control; differences in number of buttons, number of control outputs, and minor differences in features.; Explorer,T3700,; Explorer,T3800,; Explorer,T3900, |  | Venstar | Venstar | Explorer | T3### | T3700, T3800, T3900 | FAM_1048765_02042019195535_0136140 | 1.38 | 0.62 | 0 | Time of Day Usage |  | Wi-Fi |  | Venstar through our Skyport Cloud Services provides OpenADR compliance for all of the Venstar communicating thermostats with WiFi. These OpenADR compliant products provide solutions for both the Residential and Commercial markets. Skyport Cloud Services OpenADR VEN is a certified DR solution that allows utilities or verified energy partners to push DR signals that include load shedding, price notifications, and price actions to Skyport Cloud connected Venstar thermostats. Skyport Cloud Services allow the utilities or verified energy partners to group thermostats into logical groups and regions to send directed DR events. Skyport Cloud users have the ability to adjust the Maximum Cooling Setpoint, Minimum Heating Setpoints, Offset Settings and Price Trigger settings for DR events. Once a DR event is completed, Skyport Cloud Services, with detailed reporting capability, generates a report signal back to the load management entity for the success rate of the DR event. Venstar communicating thermostats are Title 24 compliant. |  | 2015-05-09 | 2018-10-31 | United States, Canada | ES_1048765_T3###_03192020141748_7468368
2356695 | Venstar Inc. | Venstar | Explorer | T4### | ,,Family Model Differences: Commerical vs Residental; Humdity control vs no humidity Control; differences in number of buttons, number of control outputs, and minor differences in features.; Explorer,T4800,; Explorer,T4900, |  | Venstar | Venstar | Explorer | T4### | T4800, T4900 | FAM_1048765_02042019195535_0136140 | 1.38 | 0.62 | 0 | Time of Day Usage |  | Wi-Fi |  | Venstar through our Skyport Cloud Services provides OpenADR compliance for all of the Venstar communicating thermostats with WiFi. These OpenADR compliant products provide solutions for both the Residential and Commercial markets. Skyport Cloud Services OpenADR VEN is a certified DR solution that allows utilities or verified energy partners to push DR signals that include load shedding, price notifications, and price actions to Skyport Cloud connected Venstar thermostats. Skyport Cloud Services allow the utilities or verified energy partners to group thermostats into logical groups and regions to send directed DR events. Skyport Cloud users have the ability to adjust the Maximum Cooling Setpoint, Minimum Heating Setpoints, Offset Settings and Price Trigger settings for DR events. Once a DR event is completed, Skyport Cloud Services, with detailed reporting capability, generates a report signal back to the load management entity for the success rate of the DR event. Venstar communicating thermostats are Title 24 compliant. |  | 2015-05-09 | 2018-10-31 | United States, Canada | ES_1048765_T4###_03192020141819_7499475
3417586 | Emerson | Verdant | ZX-TR-* | ZX-TR-* | ,ZX-RSR-*, |  | Copeland Comfort Controls LP | Verdant | ZX | ZX-TR |  |  | 1.71 | 0.15 | 3 | Time of Day Usage,Additional Home Temperature Sensor,Other,Additional Occupancy Sensor,Humidity Sensing,Occupancy Sensor on Device | Occupancy based schedule | Bluetooth,Zigbee,Other | Sub-GHz mesh networking and wireless communication protocol between devices | Verdant Thermostats deliver cutting-edge demand response capabilities to commercial and multifamily properties across diverse utilities. In 2023, our success in implementing demand response spanned multiple utilities in North America. Verdant offers a user-friendly interface for load managing entities and demand response aggregators to effortlessly create and configure demand response events for multiple properties simultaneously. These events are highly customizable, accommodating different user groups. Our Demand Response API seamlessly integrates with Demand Response Management Systems (DRMS) service provider platforms, providing control to demand response firms for configuring events for end customers. This API enables units to be pre-cooled or pre-heated before an event, with options for gap periods, followed by the demand response event. Residents are kept informed with a distinct DR icon on the thermostat. They retain control, easily opting out by adjusting the setpoint. Our APIs support both batch and event-level configurations for demand response, with options to check status and delete events as needed. Crucially, our APIs also allow aggregators/utilities to create critical DR events, ensuring these cannot be opted out by residents. Furthermore, valuable feedback on event opt-outs, overrides, and load shed performance is available through the API to the Load Managing Entity. |  | 2022-12-08 | 2024-02-27 | United States, Canada | ES_1020720_ZX-TR-*_02262024112656_5954248
3417587 | Emerson | Verdant | ZX-TW-* | ZX-TW-* | ,ZX-RSW-*, |  | Copeland Comfort Controls LP | Verdant | ZX | ZX-TW |  |  | 0.18 | 0.83 | 3 | Time of Day Usage,Additional Home Temperature Sensor,Other,Additional Occupancy Sensor,Humidity Sensing,Occupancy Sensor on Device | Occupancy based schedule | Bluetooth,Zigbee,Other | Sub-GHz mesh networking and wireless communication protocol between devices | Verdant Thermostats deliver cutting-edge demand response capabilities to commercial and multifamily properties across diverse utilities. In 2023, our success in implementing demand response spanned multiple utilities in North America. Verdant offers a user-friendly interface for load managing entities and demand response aggregators to effortlessly create and configure demand response events for multiple properties simultaneously. These events are highly customizable, accommodating different user groups. Our Demand Response API seamlessly integrates with Demand Response Management Systems (DRMS) service provider platforms, providing control to demand response firms for configuring events for end customers. This API enables units to be pre-cooled or pre-heated before an event, with options for gap periods, followed by the demand response event. Residents are kept informed with a distinct DR icon on the thermostat. They retain control, easily opting out by adjusting the setpoint. Our APIs support both batch and event-level configurations for demand response, with options to check status and delete events as needed. Crucially, our APIs also allow aggregators/utilities to create critical DR events, ensuring these cannot be opted out by residents. Furthermore, valuable feedback on event opt-outs, overrides, and load shed performance is available through the API to the Load Managing Entity. |  | 2022-12-08 | 2024-02-27 | United States, Canada | ES_1020720_ZX-TW-*_02262024113012_9307824
3417602 | Emerson | Verdant | VX3-TR-* | VX3-TR-* | ,VX3-RSR-*, |  | Copeland Comfort Controls LP | Verdant | VX3 | VX3-TR |  |  | 0.26 | 0.18 | 3 | Time of Day Usage,Additional Home Temperature Sensor,Other,Additional Occupancy Sensor,Humidity Sensing,Occupancy Sensor on Device | Occupancy based schedule | Bluetooth,Zigbee,Other | Sub-GHz mesh networking and wireless communication protocol between devices | Verdant Thermostats deliver cutting-edge demand response capabilities to commercial and multifamily properties across diverse utilities. In 2023, our success in implementing demand response spanned multiple utilities in North America. Verdant offers a user-friendly interface for load managing entities and demand response aggregators to effortlessly create and configure demand response events for multiple properties simultaneously. These events are highly customizable, accommodating different user groups. Our Demand Response API seamlessly integrates with Demand Response Management Systems (DRMS) service provider platforms, providing control to demand response firms for configuring events for end customers. This API enables units to be pre-cooled or pre-heated before an event, with options for gap periods, followed by the demand response event. Residents are kept informed with a distinct DR icon on the thermostat. They retain control, easily opting out by adjusting the setpoint. Our APIs support both batch and event-level configurations for demand response, with options to check status and delete events as needed. Crucially, our APIs also allow aggregators/utilities to create critical DR events, ensuring these cannot be opted out by residents. Furthermore, valuable feedback on event opt-outs, overrides, and load shed performance is available through the API to the Load Managing Entity. |  | 2022-12-08 | 2024-02-28 | United States, Canada | ES_1020720_VX3-TR-*_02232024124554_5475580
3417603 | Emerson | Verdant | VX3-TW-* | VX3-TW-* | ,VX3-RSW-*, |  | Copeland Comfort Controls LP | Verdant | VX3 | VX3-TW |  |  | 0.17 | 0.82 | 3 | Time of Day Usage,Additional Home Temperature Sensor,Other,Additional Occupancy Sensor,Humidity Sensing,Occupancy Sensor on Device | Occupancy based schedule | Bluetooth,Zigbee,Other | Sub-GHz mesh networking and wireless communication protocol between devices | Verdant Thermostats deliver cutting-edge demand response capabilities to commercial and multifamily properties across diverse utilities. In 2023, our success in implementing demand response spanned multiple utilities in North America. Verdant offers a user-friendly interface for load managing entities and demand response aggregators to effortlessly create and configure demand response events for multiple properties simultaneously. These events are highly customizable, accommodating different user groups. Our Demand Response API seamlessly integrates with Demand Response Management Systems (DRMS) service provider platforms, providing control to demand response firms for configuring events for end customers. This API enables units to be pre-cooled or pre-heated before an event, with options for gap periods, followed by the demand response event. Residents are kept informed with a distinct DR icon on the thermostat. They retain control, easily opting out by adjusting the setpoint. Our APIs support both batch and event-level configurations for demand response, with options to check status and delete events as needed. Crucially, our APIs also allow aggregators/utilities to create critical DR events, ensuring these cannot be opted out by residents. Furthermore, valuable feedback on event opt-outs, overrides, and load shed performance is available through the API to the Load Managing Entity. |  | 2022-12-08 | 2024-02-28 | United States, Canada | ES_1020720_VX3-TW-*_02232024133858_1001703
2404153 | Watsco Inc. | Vive | TP-S-701i | TP-S-701i |  |  | Watsco, Inc. | Vive | TP-S-701i | TP-S-701i |  |  | 0.52 | 0.46 | 14.4 | Time of Day Usage |  | Wi-Fi |  | The Pro1 implementation of OpenADR 2.0b allows enrolled customers to participate in load shedding events. Events can target specific devices via a variety of parameters including enrollment status and zip code. Upon receiving an event signal, the connected thermostat provides customers options on how it should respond. Options include accepting/denying the load shedding event. Work is in progress to fully comply with capabilities listed in CEC Title 24, Part 6. |  | 2022-06-30 | 2022-11-04 | United States, Canada | ES_1147532_TP-S-701i_11022022173456_8531914
2404154 | Watsco Inc. | Vive | TP-S-721i | TP-S-721i |  |  | Watsco, Inc. | Vive | TP-S-721i | TP-S-721i |  |  | 0.33 | 0.51 | 14.4 | Time of Day Usage |  | Wi-Fi |  | The Pro1 implementation of OpenADR 2.0b allows enrolled customers to participate in load shedding events. Events can target specific devices via a variety of parameters including enrollment status and zip code. Upon receiving an event signal, the connected thermostat provides customers options on how it should respond. Options include accepting/denying the load shedding event. Work is in progress to fully comply with capabilities listed in CEC Title 24, Part 6. |  | 2022-06-30 | 2022-11-04 | United States, Canada | ES_1147532_TP-S-721i_110220221734347_2021014
2404155 | Watsco Inc. | Vive | TP-S-855iCRH | TP-S-855iCRH |  |  | Watsco, Inc. | Vive | TP-S-855iCRH | TP-S-855iCRH |  |  | 1.36 | 0.47 | 16.1 | External Temperature Detection,Time of Day Usage,Additional Home Temperature Sensor,Humidity Sensing |  | Wi-Fi |  | The Pro1 implementation of OpenADR 2.0b allows enrolled customers to participate in load shedding events. Events can target specific devices via a variety of parameters including enrollment status and zip code. Upon receiving an event signal, the connected thermostat provides customers options on how it should respond. Options include accepting/denying the load shedding event. Work is in progress to fully comply with capabilities listed in CEC Title 24, Part 6. |  | 2020-08-01 | 2022-11-04 | United States, Canada | ES_1147532_TP-S-855iCRH_110220221734781_2769347
2358670 | Empowered Homes Inc. (Mysa) | Zen Thermostat | Zen Thermostat Wifi | ZEN-02 |  |  | Empowered Homes, Inc. (Mysa) | Zen Thermostat | Zen Thermostat Wifi | ZEN-02 |  |  | 1.4 | 0.14 | 0.2 | External Temperature Detection,Time of Day Usage,Other,Additional Occupancy Sensor,Humidity Sensing | Sunrise/Sunset Scheduling, Remote Scheduling, Remote Lockout, Zen Loop Demand Management Algorithm | Wi-Fi |  | Zen Thermostat connected to our energy management platform, Zen HQ, provides OpenADR compliance for all of the communicating thermostats with Zigbee and WIFI. These OpenADR compliant products provide solutions for both residential and commercial buildings. The Zen Ecosystems OpenADR VEN is a certified DR solution that allows utilities or verified energy partners to participate in demand response programs that include critical peak pricing, load shedding, or price notifications. Zen HQ allows utilities or verified energy partners to group thermostats into logical groups and regions to send directed DR events. Zen HQ users have the ability to monitor their connected Zen Thermostats or lighting controls, create schedules with heating and cooling setpoints, and lockout devices with a pin code to prevent unauthorized changes. Once a DR event is completed, Zen HQ -- with detailed reporting capability, generates a report of the event and device data for historical viewing. The Zen Thermostat is compatible with the 2016 California Energy Commission Title 24, Part 6 Joint Appendix 5. The Zen Thermostat is Title 24, 2016, Part 6 JA5 compliant as registered with the state of California. |  | 2017-07-01 | 2020-04-27 | United States, Canada | ES_1142238_ZEN-02_04272020220243_4963089
2358671 | Empowered Homes Inc. (Mysa) | Zen Thermostat | Zen Thermostat Zigbee | ZEN-01 |  |  | Empowered Homes, Inc. (Mysa) | Zen Thermostat | Zen Thermostat Zigbee | ZEN-01 |  |  | 1.14 | 0.12 | 0.2 | External Temperature Detection,Time of Day Usage,Other,Additional Occupancy Sensor | Zen Loop Demand Management Algorithm, Sunrise/Sunset Scheduling, Remote Scheduling, Remote Lockout | Zigbee |  | Zen Thermostat connected to our energy management platform, Zen HQ, provides OpenADR compliance for all of the communicating thermostats with Zigbee and WIFI. These OpenADR compliant products provide solutions for both residential and commercial buildings. The Zen Ecosystems OpenADR VEN is a certified DR solution that allows utilities or verified energy partners to participate in demand response programs that include critical peak pricing, load shedding, or price notifications. Zen HQ allows utilities or verified energy partners to group thermostats into logical groups and regions to send directed DR events. Zen HQ users have the ability to monitor their connected Zen Thermostats or lighting controls, create schedules with heating and cooling setpoints, and lockout devices with a pin code to prevent unauthorized changes. Once a DR event is completed, Zen HQ -- with detailed reporting capability, generates a report of the event and device data for historical viewing. The Zen Thermostat is compatible with the 2016 California Energy Commission Title 24, Part 6 Joint Appendix 5. The Zen Thermostat is Title 24, 2016, Part 6 JA5 compliant as registered with the state of California. |  | 2016-01-01 | 2020-04-27 | United States, Canada | ES_1142238_ZEN-01_04272020215539_4539426

## Smart Thermostat
Golden State Rebates
Distributor QPL
Updated 10/02/2025
Eligibilty Criteria for Smart Thermostats
Measure |  |  | Measure ID | HVAC System Type
Residential Smart Communicating Thermostat |  |  | SWHC039E | AC w/ Gas Furnace
Residential Smart Communicating Thermostat Heat Pump |  |  | SWHC039F | Heat Pump
*Thermostat must be ENERGY STAR certified
*If a common “c-wire” is not installed as part of the low-voltage control wiring, it is required that the installation of the measure includes a common wire adapter
Golden State Rebates Qualified Products
ENERGY STAR Unique ID | ENERGY STAR Partner | Service Brand Name | Service Model Name | Service Model Number | Additional Model Information | UPC | Thermostat Brand Owner | Thermostat Brand Name | Thermostat Model Name | Thermostat Model Number | Additional Thermostat Model Numbers | Family ID | Static Temperature Accuracy (±°F) | Standby Power (W) | Time to Enter Standby (s) | Thermostat Heating and Cooling Control Features | Other Heating and Cooling Control Features | Thermostat Communication Method | Communication Method Other | Demand Response Summary | Demand Response Product Variations | Date Available on Market | Date Certified | Markets | ENERGY STAR Model Identifier
2295127 | ecobee, Inc. | Ecobee | ecobee3 Lite | EB-STATE3LT***-## | ,EB-STATE3LT-01,; ,EB-STATE3LT-02,; ,EB-STATE3LTBB-01,; ,EB-STATE3LTBR-01,; ,EB-STATE3LTC-02,; ,EB-STATE3LTCB-01,; ,EB-STATE3LTCR-01,; ,EB-STATE3LTIBB-01,; ,EB-STATE3LTIBR-01,; ,EB-STATE3LTICB-01,; ,EB-STATE3LTICR-01,; ,EB-STATE3LTP-02,; ,EB-STATE3LTPB-01,; ,EB-STATE3LTPC-02,; ,EB-STATE3LTRF-01,; ,EB-STATE3LTVP-01,; ,EB-STATE3LTVP2-01, | 627988001029;627988001036;627988001043;627988001050;627988001081;627988001098;627988001326;627988001333;627988001340;627988001357;627988301402;627988302010;627988302256;627988303154;627988303253;627988304106 | ecobee | ecobee | ecobee3 Lite | EB-STATE3LT***-## |  | FAM_1075965_05082018172957_0597664 | 0.45 | 0.81 | 60 | Time of Day Usage,Additional Home Temperature Sensor,Additional Occupancy Sensor,Humidity Sensing,Occupancy Sensor on Device |  | Wi-Fi,Other | Chip Insert feature to allow for other Communication Methods | ENERGY STAR Program Requirements, Product Specification for CT Thermostat Products, V 1.0. Eligibility Criteria Demand Response Capabilities Summary description of the CT products and/or associated CT service providers DR capabilities/services shall be submitted. In this summary, EPA recommends noting the following, as applicable: ecobee Summary. Since 2008, ecobee has offered flexible demand response services solutions to various utilities across North America. Our thermostats are currently involved in more than 20 demand response programs across North America. ecobee thermostats are designed to respond to demand response signals, and our company provides head-end related demand response event execution services. These services allow utility customers to configure and tailor their event strategies as required, while also allowing them to alter their strategies for different groups of customers. In addition, we are integrated and work with various Demand Response Management Systems (DRMS) service provide |  | 2014-09-01 | 2023-04-25 | United States, Canada | ES_1075965_EB-STAT3LT01_04282017135714_7834140
2295130 | ecobee, Inc. | Ecobee | ecobee4 | EB-STATE4***-## | ,,ecobee4 Thermostat with Amazon Alexa Built-in; ,EB-STATE4-01,; ,EB-STATE4C-01,; ,EB-STATE4P-01,; ,EB-STATE4PB-01,; ,EB-STATE4PC-01,; ,EB-STATE4R-01, |  | ecobee | ecobee | ecobee4 | EB-STATE4***-## | EB-STATE4-01, EB-STATE4P-01, EB-STATE4PC-01, EB-STATE4C-01, EB-STATE4PB-01, EB-STATE4R-01 | FAM_1075965_05082018180013_2414203 | 0.7 | 1.19 | 60 | Time of Day Usage,Occupancy Sensor on Device,Additional Home Temperature Sensor,Humidity Sensing,Additional Occupancy Sensor |  | Wi-Fi,Other | Chip Insert feature to allow for other Communication Methods | ENERGY STAR Program Requirements, Product Specification for CT Thermostat Products, V 1.0. Eligibility Criteria Demand Response Capabilities Summary description of the CT product?s and/or associated CT service provider?s DR capabilities/services shall be submitted. In this summary, EPA recommends noting the following, as applicable: ecobee Summary. Since 2008, ecobee has offered flexible demand response services solutions to various utilities across North America. Our thermostats are currently involved in more than 20 demand response programs across North America. ecobee thermostats are designed to respond to demand response signals, and our company provides head-end related demand response event execution services. These services allow utility customers to configure and tailor their event strategies as required, while also allowing them to alter their strategies for different groups of customers. In addition, we are integrated and work with various Demand Response Management Systems (DRMS) service provider platforms and/or software. Through these DRMS integrations, utility and other utility services companies can provide the seamless customer communication required for demand response and demand management. Our integration with various DRMS platforms, along with the data we collect, also facilitates locational demand response. All ecobee thermostats are Wi-Fi enabled for communication with ecobee web servers. Utility sector, implementer and DRMS company customers have three Wi-Fi-specific options available to them to issue demand response events to ecobee thermostats. |  | 2017-05-03 | 2017-04-28 | United States, Canada | ES_1075965_EB-STATE4-01_04282017140445_8285851
2334863 | ecobee, Inc. | Ecobee | ecobee SmartThermostat with Voice Control | EB-STATE5* | ,EB-STATE5-01,Same hardware and software, packaging material is different (Based on language for the region, etc.); ,EB-STATE5BB-01,; ,EB-STATE5BR-01,; ,EB-STATE5C-01,Same hardware and software, packaging material is different (Based on language for the region, etc.); ,EB-STATE5CB-01,; ,EB-STATE5CR-01,; ,EB-STATE5P-01,Same hardware and software, packaging material is different (Based on language for the region, etc.); ,EB-STATE5PB-01,Same hardware and software, packaging material is different (Based on language for the region, etc.); ,EB-STATE5PC-01,Same hardware and software, packaging material is different (Based on language for the region, etc.); ,EB-STATE5VP-01,Same hardware and software, packaging material is different (Based on language for the region, etc.) |  | ecobee | ecobee | ecobee SmartThermostat with Voice Control | EB-STATE5* | EB-STATE5-01 EB-STATE5C-01 EB-STATE5P-01 EB-STATE5PC-01 EB-STATE5PB-01 EB-STATE5VP-01 | FAM__03142019173151_4712329 | 1.01 | 0.17 | 19.8 | External Temperature Detection,Time of Day Usage,Additional Home Temperature Sensor,Geofencing (User Device Based),Additional Occupancy Sensor,Occupancy Sensor on Device,Humidity Sensing |  | Bluetooth,Wi-Fi,Other |  | ecobee helps customers and utilities to avoid peak demand on the energy system (either electricity grid or natural gas pipelines) by reducing demand during peak times. ecobee provides utilities web tools and APIs which allows them to send Demand Response (DR) events to their customers who have enrolled into the utility?s DR program through ecobee?s web services. Load is shed or controlled during the event by allowing the utilities to set a relative setback or HVAC cycling percentage for a specified period of time. ecobee?s tools allow for both mandatory and voluntary event participation from customers. If voluntary, the customer is able to opt-out of any active Demand Response event. |  | 2019-05-27 | 2019-03-14 | United States, Canada | ES_1075965_EB-STATE5*_03182019153432_3272067
2393822 | ecobee, Inc. | Ecobee | Smart Thermostat Premium | EB-STATE6* | ,EB-STATE6-01,; ,EB-STATE6A-01,; ,EB-STATE6AC-01,; ,EB-STATE6BR-01,; ,EB-STATE6C-01,; ,EB-STATE6CR-01,; ,EB-STATE6GEM-01,; ,EB-STATE6IBR-01,; ,EB-STATE6ICR-01,; ,EB-STATE6P-01,; ,EB-STATE6PB-01,; ,EB-STATE6PC-01,; ,EB-STATE6RF-01,; ,EB-STATE6VP-01, | 627988004006;627988004013;627988004037;627988004044;627988004051;627988004068;627988004075;627988004082;627988004099;627988004105;627988004112;627988004174;627988004303;627988004402 | ecobee | ecobee | Smart Thermostat Premium | EB-STATE6* |  | FAM_1075965_031620221252268_9739127 | 1.26 | 1.83 | 61.5 | External Temperature Detection,Time of Day Usage,Additional Home Temperature Sensor,Geofencing (User Device Based),Additional Occupancy Sensor,Humidity Sensing,Occupancy Sensor on Device |  | Bluetooth,Other,Wi-Fi |  | ecobee thermostats include an optional feature called Community Energy Savings which helps use cleaner energy and strengthen the grid by reducing demand at peak times. ecobee provides our utility partners with web tools and APIs which allow customers to accept offers to enrol in Demand Response programs, validate customer eligibility, and dispatch Community Energy Savings events. Based on the needs of the grid, events can be dispatched to all enrolled thermostats or targeted groups. Demand savings are generated through temperature adjustments at peak times, while customer comfort and satisfaction are maintained through optimized pre-cooling or pre-heating of the home. Event participation statistics are available to the utility to monitor program performance. Community Energy Savings events are voluntary, so customers can opt out at any time. |  | 2022-05-17 | 2023-04-25 | United States, Canada | ES_1075965_EB-STATE6*_030820221407483_3012955
2393823 | ecobee, Inc. | Ecobee | Smart Thermostat Enhanced | EB-STATE6L* | ,EB-STATE6L-01,; ,EB-STATE6LC-01,; ,EB-STATE6LGEM-01,; ,EB-STATE6LP-01,; ,EB-STATE6LPB-01,; ,EB-STATE6LPC-01,; ,EB-STATE6LRF-01, | 627988005003;627988005010;627988005065;627988005102;627988005119;627988005300;627988005409 | ecobee | ecobee | Smart Thermostat Enhanced | EB-STATE6L* |  | FAM_1075965_031620221253698_9900947 | 0.43 | 1.39 | 62.2 | Time of Day Usage,Geofencing (User Device Based),Additional Occupancy Sensor,Humidity Sensing,Occupancy Sensor on Device |  | Bluetooth,Other,Wi-Fi |  | ecobee thermostats include an optional feature called Community Energy Savings which helps use cleaner energy and strengthen the grid by reducing demand at peak times. ecobee provides our utility partners with web tools and APIs which allow customers to accept offers to enrol in Demand Response programs, validate customer eligibility, and dispatch Community Energy Savings events. Based on the needs of the grid, events can be dispatched to all enrolled thermostats or targeted groups. Demand savings are generated through temperature adjustments at peak times, while customer comfort and satisfaction are maintained through optimized pre-cooling or pre-heating of the home. Event participation statistics are available to the utility to monitor program performance. Community Energy Savings events are voluntary, so customers can opt out at any time. |  | 2022-05-17 | 2022-03-16 | United States, Canada | ES_1075965_EB-STATE6L*_03082022140793_9076055
3555666 | ecobee, Inc. | Ecobee | ecobee 7 | EB-STATE7* | ,EB-STATE7IBB-01,; ,EB-STATE7IBR-01,; ,EB-STATE7ICB-01,; ,EB-STATE7ICR-01,; Ecobee Smart Thermostat Essential,EB-STATE7-01,; Ecobee Smart Thermostat Essential,EB-STATE7C-01,; Ecobee Smart Thermostat Essential,EB-STATE7VP-01,; Ecobee Smart Thermostat Lite,EB-STATE7P-01,; Ecobee Smart Thermostat Lite,EB-STATE7PB-01, | 627988006000;627988006017;627988006031;627988006086;627988006093;627988006109;627988006307;627988006345;627988006352 | ecobee | ecobee | ecobee 7 | EB-STATE7* |  |  | 0.73 | 0.88 | 60.8 | External Temperature Detection,Time of Day Usage,Additional Home Temperature Sensor,Geofencing (User Device Based),Humidity Sensing |  | Bluetooth,Other,Wi-Fi |  | Ecobee thermostats include an optional feature called Community Energy Savings which helps theuse of cleaner energy and strengthen the grid by reducing demand at peak times. Ecobee provides our utility partners with web tools and APIs which allow customers to accept offers to enroll inDemand Response programs, validate customer eligibility, and dispatch Community EnergySavings events. Based on the needs of the grid, these events can be dispatched to all enrolledthermostats or a targeted group. Demand savings are generated through temperature adjustmentsat peak times, while customer comfort and satisfaction are maintained through optimized precooling or pre-heating of the home. Event participation statistics are available to the utility tomonitor program performance. Community Energy Savings events are voluntary, so customers canopt out at any time. |  | 2024-10-15 | 2024-07-30 | United States, Canada | ES_1075965_EB-STATE7*_073020241230744_4517499
2295064 | EcoFactor, Inc. | EcoFactor | simple S100 | simple S100 |  |  | EcoFactor, Inc. | EcoFactor | simple S100 B | simple S100 B | simple S100 W, simple S100-01, simple S100-02 |  | 0.51 | 0.55 | 30 | External Temperature Detection |  | Wi-Fi |  | EcoFactor thermostats provide market-leading capabilities in deployments nationwide. Our thermostat has participated in demand management via load dispatch, as well as time-of-use pricing response. The S100 thermostat offers a robust set of RESTful APIs to partners, allowing for straight-forward integration. Available for partner use are both a ?Thermostat API Specification? and ?DR API Specification,? offering server-to-server communications specific to general thermostat control, and demand response control, respectively.EcoFactor supports locational DR, allowing users to create ?groups? based on segmenting features. Zip code is the primary characteristic used for segmentation, but custom groups are also possible. As an OpenADR member, EcoFactor is committed to openness and interoperability.EcoFactor reports run-time and thermostat performance at minute intervals, allowing for detailed measurement and verification of performance, including measurement of overrides. EcoFactor also records the type of HVAC equipment controlled by thermostat and continuously measures and records indoor and set point temperatures. Thermostat customers receive detailed reporting on thermostat run- time and savings versus baseline.EcoFactor is a leader in creating smart optimization, allowing for users to receive both energy efficiency? resulting in 10-15 percent annual savings on HVAC use ? as well as optimized demand management, which prioritizes comfort through approaches such as pre-cooling and in-event cycling. Events can be configured by DR program managers including timing, duration, degree of cycling/offset, load shaping, and grouping. The S100 is largely compliant with 2016 CEC Title 24, Part 6 Joint Appendix 5, with the exception that the S100 does not have a physical expansion port. |  | 42370 | 42851 | United States, Canada | ES_1096966_simple S100_04252017141009_2948266
2328478 | Emerson | Sensi | Sensi 1F87U-42WF | Sensi 1F87U-42WF |  | 786710553981 | Emerson | Emerson | Sensi | Sensi 1F87U-42WF |  | FAM_1020720_12212022092613_151745 | 0.95 | 0.5 | 7 | Time of Day Usage,Geofencing (User Device Based),Humidity Sensing |  | Wi-Fi |  | Emerson Sensi Thermostats are designed to integrate with Utility Demand Response (DR) programs. Sensi Thermostats also provide access via API?s to Demand Response Management Systems (DRMS) providers. Sensi Thermostats are compliant with the California Energy Commission 2016 Title 24, Part 6 JA5 via virtual end node for OpenADR signals. |  | 2014-03-25 | 2018-10-26 | United States, Canada | ES_1020720_Sensi 1F87U-42WF_10222018111012_7856256
2328479 | Emerson | Sensi | Sensi 1F95U-42WF | Sensi 1F95U-42WF |  | 78671055515 | Emerson | Emerson | Sensi | 1 |  | FAM_1020720_12212022092613_151745 | 0.5 | 1.2 | 30 | Time of Day Usage,Geofencing (User Device Based),Humidity Sensing |  | Wi-Fi |  | Emerson Sensi Thermostats are designed to integrate with Utility Demand Response (DR) programs. Sensi Thermostats also provide access via API?s to Demand Response Management Systems (DRMS) providers. Sensi Thermostats are compliant with the California Energy Commission 2016 Title 24, Part 6 JA5 via virtual end node for OpenADR signals. |  | 2014-03-25 | 2018-10-26 | United States, Canada | ES_1020720_Sensi 1F95U-42WF_10042018144600_7216150
2340774 | Emerson | Sensi | Sensi 1F95U-42WFB | Sensi 1F95U-42WFB | ,Sensi 1F95U-42WFB,Sensi 1F95U-42WFB are Whole Sale products.; ,Sensi 1F95U-42WFC,Sensi 1F95U-42WFC is shole sale product & Sensi 1F95U-42WFC is a Canadian model with Suffix C. | 78671055516;78671055795 | Emerson | Emerson | Sensi | 1 |  | FAM_1020720_12212022092613_151745 | 0.5 | 1.2 | 30 | Time of Day Usage,Geofencing (User Device Based),Humidity Sensing |  | Wi-Fi |  | Emerson Sensi Thermostats are designed to integrate with Utility Demand Response (DR) programs. Sensi Thermostats also provide access via API?s to Demand Response Management Systems (DRMS) providers. Sensi Thermostats are compliant with the California Energy Commission 2016 Title 24, Part 6 JA5 via virtual end node for OpenADR signals. |  | 2014-03-25 | 2018-10-26 | United States, Canada | ES_1020720_Sensi 1F95U-42WFB_06262019113431_1988946
2340775 | Emerson | Sensi | ST75 | ST75 | ,ST75C,ST75C is retail product and ST75C is a Canadian model with suffix C.; ,ST75U, | 78671055484;78671055968;78671056304 | Emerson | Emerson | Sensi | 1 |  | FAM_1020720_12212022092613_151745 | 0.5 | 1.2 | 30 | Time of Day Usage,Geofencing (User Device Based),Humidity Sensing |  | Wi-Fi |  | Emerson Sensi Thermostats are designed to integrate with Utility Demand Response (DR) programs. Sensi Thermostats also provide access via API?s to Demand Response Management Systems (DRMS) providers. Sensi Thermostats are compliant with the California Energy Commission 2016 Title 24, Part 6 JA5 via virtual end node for OpenADR signals. |  | 2014-03-25 | 2018-10-26 | United States, Canada | ES_1020720_ST75_06262019113431_7108881
2340776 | Emerson | Sensi | ST75W | ST75W | ,ST75WC,ST75WC is retail product and ST75WC is a Canadian model with suffix C.; ,ST75WU, | 78671055794;78671055809;78671055972 | Emerson | Emerson | Sensi | 1 |  | FAM_1020720_12212022092613_151745 | 0.5 | 1.2 | 30 | Time of Day Usage,Geofencing (User Device Based),Humidity Sensing |  | Wi-Fi |  | Emerson Sensi Thermostats are designed to integrate with Utility Demand Response (DR) programs. Sensi Thermostats also provide access via API?s to Demand Response Management Systems (DRMS) providers. Sensi Thermostats are compliant with the California Energy Commission 2016 Title 24, Part 6 JA5 via virtual end node for OpenADR signals. |  | 2014-03-25 | 2018-10-26 | United States, Canada | ES_1020720_ST75W_06262019131850_4285241
2380652 | Emerson | Sensi | ST75S | ST75S | ,ST75S,ST75S Retail Model for US Markets. | 78671056296 | Emerson | Emerson | Sensi | 1 |  | FAM_1020720_12212022092613_151745 | 0.5 | 1.2 | 30 | Time of Day Usage,Geofencing (User Device Based),Humidity Sensing |  | Wi-Fi |  | Emerson Sensi Thermostats are designed to integrate with Utility Demand Response (DR) programs. Sensi Thermostats also provide access via API?s to Demand Response Management Systems (DRMS) providers. Sensi Thermostats are compliant with the California Energy Commission 2016 Title 24, Part 6 JA5 via virtual end node for OpenADR signals. |  | 2021-06-01 | 2018-10-26 | United States | ES_1020720_ST75S_06222021113415_1030389
2380653 | Emerson | Sensi | ST75SU | ST75SU | ,1F95U-42WFSC,1F95U-42WFSC is a Pro Model for Canadian Markets.; ,ST75SC,ST75SC Retail Model for Canadian Markets.; ,ST75SU,ST75SU Utility Model for US Markets. | 78671056295;78671056304;78671056308 | Emerson | Emerson | Sensi | 1 |  | FAM_1020720_12212022092613_151745 | 0.5 | 1.2 | 30 | Time of Day Usage,Geofencing (User Device Based),Humidity Sensing |  | Wi-Fi |  | Emerson Sensi Thermostats are designed to integrate with Utility Demand Response (DR) programs. Sensi Thermostats also provide access via API?s to Demand Response Management Systems (DRMS) providers. Sensi Thermostats are compliant with the California Energy Commission 2016 Title 24, Part 6 JA5 via virtual end node for OpenADR signals. |  | 2021-07-30 | 2018-10-26 | United States, Canada | ES_1020720_ST75SU_06222021113415_1788141
2380654 | Emerson | Sensi | 1F95U-42WFS | 1F95U-42WFS | ,1F95U-42WFS,1F95U-42WFS is a Pro Model for US Markets. | 78671056297 | Emerson | Emerson | Sensi | 1 |  | FAM_1020720_12212022092613_151745 | 0.5 | 1.2 | 30 | Time of Day Usage,Geofencing (User Device Based),Humidity Sensing |  | Wi-Fi |  | Emerson Sensi Thermostats are designed to integrate with Utility Demand Response (DR) programs. Sensi Thermostats also provide access via API?s to Demand Response Management Systems (DRMS) providers. Sensi Thermostats are compliant with the California Energy Commission 2016 Title 24, Part 6 JA5 via virtual end node for OpenADR signals. |  | 2021-07-01 | 2018-10-26 | United States | ES_1020720_1F95U-42WFS_06222021113415_9283547
2398136 | Emerson | Emerson Sensi | ST76 | ST76 | ,1F96U-42WF,; ,1F96U-42WFB,; ,1F96U-42WFBC,; ,1F96U-42WFC,; ,ST76C,; ,ST76U,; ,ST76W,; ,ST76WC,; ,ST76WU, | 786710566547;786710566738;786710566745;786710566752;786710566769;786710566776;786710566783;786710566790;786710566806;786710566813 | Emerson Electric Company | Emerson Sensi | Sensi Touch 2 | ST76W | ST76; 1F96U-42WF; 1F96U-42WFB; ST76C; ST76WC; 1F96U-42WFC; 1F96U-42WFBC; ST76U; ST76WU |  | 1.28 | 1.23 | 60 | Time of Day Usage,Additional Home Temperature Sensor,Geofencing (User Device Based),Humidity Sensing |  | Wi-Fi,Other |  | thermostat_dec_2021_output.csv |  | 2022-10-01 | 2022-06-28 | United States, Canada | ES_1020720_ST76_06282022103625_8623620
2406336 | Emerson | Sensi | Sensi 1F87U-42WFC | Sensi 1F87U-42WFC |  | 786710555176 | Emerson | Emerson | Sensi | Sensi 1F87U-42WFC |  | FAM_1020720_12212022092613_151745 | 0.95 | 0.5 | 7 | Time of Day Usage,Geofencing (User Device Based),Humidity Sensing |  | Wi-Fi |  | Emerson Sensi Thermostats are designed to integrate with Utility Demand Response (DR) programs. Sensi Thermostats also provide access via API?s to Demand Response Management Systems (DRMS) providers. Sensi Thermostats are compliant with the California Energy Commission 2016 Title 24, Part 6 JA5 via virtual end node for OpenADR signals. |  | 2014-03-25 | 2022-12-15 | United States, Canada | ES_1020720_Sensi 1F87U-42WFC_12152022132625_9676629
2325102 | Alarm.com Incorporated | Alarm.com | Alarm.com Smart Thermostat | B36-T10** |  |  | Alarm.com | Alarm.com | Alarm.com Smart Thermostat | B36-T10 | ADC-T2000 |  | 0.35 | 1.11 | 12 | Time of Day Usage,Geofencing (User Device Based),Occupancy Sensor on Device,External Temperature Detection,Additional Home Temperature Sensor,Other,Humidity Sensing,Additional Occupancy Sensor |  | Z-Wave |  | Demand Response services are available via Energy Hub |  | 2015-04-15 | 2018-08-30 | United States, Canada | ES_1142343_B36-T10**_08272018133623_5515405
2333422 | Alarm.com Incorporated | Alarm.com | Alarm.com Smart Thermostat | ADC-T3000 |  |  | Alarm.com | Alarm.com | Alarm.com Smart Thermostat | ADC-T3000 |  |  | 0.64 | 0.03 | 7 | Time of Day Usage,Geofencing (User Device Based),Occupancy Sensor on Device,External Temperature Detection,Additional Home Temperature Sensor,Other,Humidity Sensing,Additional Occupancy Sensor |  | Z-Wave |  | Demand Response Services are available via Energy Hub |  | 2019-04-15 | 2019-02-12 | United States, Canada | ES_1142343_ADC-T3000_02112019150225_5655328
2388600 | Alarm.com Incorporated | Alarm.com | ADC-T40K-HD | ADC-T40K-HD |  | 5001077355 | Alarm.com | Alarm.com | Alarm.com Smart Thermostat HD | ADC-T40K-HD |  |  | 1.46 | 1.53 | 43.9 | External Temperature Detection,Time of Day Usage,Geofencing (User Device Based),Occupancy Sensor on Device,Humidity Sensing |  | Bluetooth,Z-Wave |  | Demand Response services are available via Energy Hub |  | 2021-10-18 | 2021-11-30 | United States, Canada | ES_1142343_ADC-T40K-HD_11112021083537_4287988
2452927 | Alarm.com Incorporated | Alarm.com | Alarm.com Smart Thermostat HQ | ADC-T40K-HQ-AT | Alarm.com Smart Thermostat HQ,ADC-T40K-HQ-AT-W,; Alarm.com Smart Thermostat HQ,ADC-T40K-HQ-VZ,; Alarm.com Smart Thermostat HQ,ADC-T40K-HQ-VZ-W, | 850038186654;850038186661;850038186678;850038186685 | Alarm.com | Alarm.com | Alarm.com Smart Thermostat HQ | ADC-T40K-HQ-AT |  |  | 0.19 | 1.99 | 45 | External Temperature Detection,Time of Day Usage,Geofencing (User Device Based),Humidity Sensing,Occupancy Sensor on Device |  | Bluetooth,Other,Wi-Fi,Z-Wave |  | Demand Response services are available via Energy Hub |  | 2023-09-25 | 2023-03-31 | United States, Canada | ES_1142343_ADC-T40K-HQ-AT_03292023092509_2020379
2470738 | Alarm.com Incorporated | Alarm.com | T6 Pro Z-Wave Programmable Thermostat | TH6320ZW2003 |  | 85267422499 | Resideo Technologies Inc | Honeywell Home | T6 Pro Z-Wave Programmable Thermostat | TH6320ZW2003 |  |  | 0.59 | 0.17 | 45 | External Temperature Detection,Geofencing (User Device Based),Occupancy Sensor on Device,Humidity Sensing |  | Z-Wave |  | Currently not offered |  | 2022-02-14 | 2023-04-24 | United States | ES_1142343_TH6320ZW2003_04182023133150_1070825
2515784 | Amazon.com Services LLC | Amazon | Amazon Smart Thermostat | S6ED3R |  | 840080537740 | Amazon | Amazon | Amazon Smart Thermostat | S6ED3R |  |  | 0.31 | 0.89 | 15 | Time of Day Usage,Geofencing (User Device Based),Humidity Sensing |  | Bluetooth,Other,Wi-Fi |  | This connected thermostat is enabled to respond to Demand Response (DR) events that utilities call to mitigate certain risks to the grid. These programs ultimately save consumers money while preventing adverse effects on their service. This thermostat utilizes a variety of optimization/DR firms that access our thermostats through APIs. Similarly, our thermostats can be controlled by multiple Demand Response Management Systems (DRMS) systems shedding load at peak periods. Features include pre-cooling and various shed strategies (cycling, temperature off-set, etc.). The app allows for consumers to be alerted of events and offer the ability to opt out should the need occur. Feedback on an event opt-outs, overrides and load shed performance are available through API to the Load Managing Entity. |  | 2021-09-28 | 2023-06-21 | United States | ES_1141458_S6ED3R_06212023150835_1771356
3361129 | Bosch Thermotechnology Corporation | Bosch | BCC110 | BCC110 |  | 52575060071 | Bosch Thermotechnology Corp. | Bosch | BCC100 | BCC100 |  |  | 0.64 | 1.16 | 60 | Humidity Sensing |  | Wi-Fi |  | Demand Response capability is provided via a Cloud Based connection to Utilities in accordance with OpenADR2.0b. |  | 2024-03-15 | 2024-01-17 | United States, Canada | ES_16809_BCC100_01172024112109_7627069
2321952 | Braeburn Systems LLC | Braeburn | 7320 | 7320 |  | 833732001928 | Braeburn System LLC | Braeburn | 7320 | 7320 |  |  | 0.5 | 1.11 | 10 | Time of Day Usage,Geofencing (User Device Based) |  | Wi-Fi |  | Capable |  | 2015-04-01 | 2018-06-28 | United States, Canada | ES_30371_7320_06262018135217_9968072
2321953 | Braeburn Systems LLC | Braeburn | 7205 | 7205 |  | 833732001799 | Braeburn System LLC | Braeburn | 7205 | 7205 |  |  | 1.1 | 0.09 | 10 | Time of Day Usage,Geofencing (User Device Based) |  | Wi-Fi |  | Capable |  | 2018-07-01 | 2018-06-28 | United States, Canada | ES_30371_7205_06262018135907_9763452
2321954 | Braeburn Systems LLC | Braeburn | 7300 | 7300 |  | 833732001973 | Braeburn System LLC | Braeburn | 7300 | 7300 |  |  | 0.57 | 0.91 | 10 | Time of Day Usage,Geofencing (User Device Based) |  | Wi-Fi |  | Capable |  | 2016-10-01 | 2018-06-28 | United States, Canada | ES_30371_7300_06262018140415_7219049
2323268 | Braeburn Systems LLC | Braeburn | 7305 | 7305 |  | 833732001997 | Braeburn System LLC | Braeburn | 7305 | 7305 |  |  | 0.47 | 1.07 | 10 | Time of Day Usage,Geofencing (User Device Based) |  | Wi-Fi |  | Capable |  | 2016-10-01 | 2018-07-25 | United States, Canada | ES_30371_7305_07232018152305_595819
3627025 | Braeburn Systems LLC | BlueLink | 8205 | 8205 |  | 833732005865 | Braeburn Systems | BlueLink | BlueLink Wi-Fi Thermostat | 8205 |  |  | 0.45 | 0.13 | 9 | Time of Day Usage,Geofencing (User Device Based) |  | Wi-Fi |  | 7205 OpenADR Capable |  | 2025-01-01 | 2024-09-04 | United States, Canada | ES_30371_8205_08302024111250_607568
3999318 | Cielo WiGle Inc. | Cielo Breez | Cielo Smart Thermostat | CT101WA |  | 853937007082 | Cielo WiGle Inc. | Cielo Breez | Cielo Smart Thermostat | CT101WA |  |  | 0.8 | 0.6 | 20 | Other | Fan Control, Vacation Mode, Temperature Limits, Smart Home Integration, User Access Control, Filter and Maintenance Reminders, Over-the-Air (OTA) Updates, Dual-Fuel Systems Support. | Bluetooth,Wi-Fi |  | Cielo Smart Thermostat is designed to support various Demand Response (DR) services, making it highly effective for Load Management Entities (LMEs). The device participates in load dispatch, ancillary services, price notifications, and price responses, optimizing energy consumption during peak demand. It can be addressed directly through its open API, conforming to interface specifications that enable seamless interaction and control. The Cielo Smart Thermostat supports locational DR, allowing utilities to manage energy usage down to ZIP codes, specific feeders, or individual endpoints specified by the LME. It operates using Wi-Fi and supports open communication protocols, with certifications that include ADR 2.0b compliance, ensuring broad compatibility with energy management systems. Feedback to the LME includes real-time data for Measurement and Verification (M&V), along with override notifications when users manually adjust their settings during a DR event. The thermostat is designed to minimize consumer |  | 2023-03-31 | 2025-03-05 | United States | ES_1151260_Cielo Smart Thermostat - CT101WA_12312024125949_5656701
3999319 | Cielo WiGle Inc. | Cielo Breez | Cielo Smart Thermostat Eco White | TE101WA | Cielo Smart Thermostat Eco Black,TE102WA, | 853937007129;853937007136 | Cielo WiGle Inc. | Cielo Breez | Cielo Smart Thermostat Eco White, Cielo Smart Thermostat Eco Black | TE101WA, TE102WA |  |  | 0.76 | 0.43 | 20 | Other | Fan Control, Vacation Mode, Temperature Limits, Smart Home Integration, Filter and Maintenance Reminders, Over-the-Air (OTA) Updates, Dual-Fuel Systems Support. | Bluetooth,Wi-Fi | N/A | Cielo Smart Thermostat Eco is designed to support various Demand Response (DR) services, making it highly effective for Load Management Entities (LMEs). The device participates in load dispatch, ancillary services, price notifications, and price responses, optimizing energy consumption during peak demand. It can be addressed directly through its open API, conforming to interface specifications that enable seamless interaction and control. The Cielo Smart Thermostat Eco supports locational DR, allowing utilities to manage energy usage down to ZIP codes, specific feeders, or individual endpoints specified by the LME. It operates using Wi-Fi and supports open communication protocols, with certifications that include ADR 2.0b compliance, ensuring broad compatibility with energy management systems. Feedback to the LME includes real-time data for Measurement and Verification (M&V), along with override notifications when users manually adjust their settings during a DR event. The thermostat is designed to minimize c |  | 2024-01-09 | 2025-03-05 | United States | ES_1151260_TE101WA_12312024131220_2222101
3999320 | Cielo WiGle Inc. | Cielo Breez | Cielo Breez Max White | BM102WA | Cielo Breez Max Black,BM101WA, | 853937007099;853937007112 | Cielo WiGle Inc. | Cielo Breez | Cielo Breez Max White, Cielo Breez Max Black | BM102WA, BM101WA |  |  | 0.85 | 0.5 | 20 | Other | Fan Control, Temperature Limits, Smart Home Integration, Filter and Maintenance Reminders, Over-the-Air (OTA) Updates. | Bluetooth,Wi-Fi | N/A | Cielo Breez Max is a smart thermostat designed to support various Demand Response (DR) services, making it highly effective for Load Management Entities (LMEs). The device participates in load dispatch, ancillary services, price notifications, and price responses, optimizing energy consumption during peak demand. It can be addressed directly through its open API, conforming to interface specifications that enable seamless interaction and control. The Cielo Breez Max supports locational DR, allowing utilities to manage energy usage down to ZIP codes, specific feeders, or individual endpoints specified by the LME. It operates using Wi-Fi and supports open communication protocols, with certifications that include ADR 2.0b compliance, ensuring broad compatibility with energy management systems. Feedback to the LME includes real-time data for Measurement and Verification (M&V), along with override notifications when users manually adjust their settings during a DR event. The thermostat is designed to minimize cons |  | 2023-06-15 | 2025-03-05 | United States | ES_1151260_BM102WA_12312024132730_6641351
2295125 | ecobee, Inc. | Ecobee | ecobee3 | EB-STATE3***-## | ,EB-STATE3C-02,; ,EB-STATE3R-02,; ,EB-STATE3VP-02,; ecobee3,EB-STATE3-02, |  | ecobee | ecobee | ecobee3 | EB-STATE3***-## | EB-STATE3-02, EB-STATE3C-02, EB-STATE3R-02, EB-STATE3VP-02 | FAM_1075965_05082018175034_1835822 | 0.53 | 1.06 | 60 | Time of Day Usage,Occupancy Sensor on Device,Additional Home Temperature Sensor,Humidity Sensing,Additional Occupancy Sensor |  | Wi-Fi,Other | Chip Insert feature to allow for other Communication Methods | ENERGY STAR Program Requirements, Product Specification for CT Thermostat Products, V 1.0. Eligibility Criteria Demand Response Capabilities Summary description of the CT product?s and/or associated CT service provider?s DR capabilities/services shall be submitted. In this summary, EPA recommends noting the following, as applicable: ecobee Summary. Since 2008, ecobee has offered flexible demand response services solutions to various utilities across North America. Our thermostats are currently involved in more than 20 demand response programs across North America. ecobee thermostats are designed to respond to demand response signals, and our company provides head-end related demand response event execution services. These services allow utility customers to configure and tailor their event strategies as required, while also allowing them to alter their strategies for different groups of customers. In addition, we are integrated and work with various Demand Response Management Systems (DRMS) service provider platforms and/or software. Through these DRMS integrations, utility and other utility services companies can provide the seamless customer communication required for demand response and demand management. Our integration with various DRMS platforms, along with the data we collect, also facilitates locational demand response. All ecobee thermostats are Wi-Fi enabled for communication with ecobee web servers. Utility sector, implementer and DRMS company customers have three Wi-Fi-specific options available to them to issue demand response events to ecobee thermostats. |  | 2014-09-01 | 2017-04-28 | United States, Canada | ES_1075965_EB-STATZE3-02_04282017135037_7437141
2383694 | Pro1 IAQ, Inc | Pro1 | L47-696 | L47-696 |  |  | Pro1 IAQ, Inc. | PRO1 | L47-696 | L47-696 |  |  | 1.36 | 0.47 | 16.1 | External Temperature Detection,Time of Day Usage,Additional Home Temperature Sensor,Humidity Sensing |  | Wi-Fi |  | The Pro1 implementation of OpenADR 2.0b allows enrolled customers to participate in load shedding events. Events can target specific devices via a variety of parameters including enrollment status and zip code. Upon receiving an event signal, the connected thermostat provides customers options on how it should respond. Options include accepting/denying the load shedding event. Work is in progress to fully comply with capabilities listed in CEC Title 24, Part 6. |  | 2020-08-01 | 2021-08-24 | United States, Canada | ES_1146517_L47-696_08232021111847_9289771
2396765 | Pro1 IAQ, Inc | Pro1 | L48-188 | L48-188 |  |  | Pro1 IAQ, Inc. | PRO1 | L48-188 | L48-188 |  |  | 0.52 | 0.46 | 14.4 | Time of Day Usage |  | Wi-Fi |  | The Pro1 implementation of OpenADR 2.0b allows enrolled customers to participate in load shedding events. Events can target specific devices via a variety of parameters including enrollment status and zip code. Upon receiving an event signal, the connected thermostat provides customers options on how it should respond. Options include accepting/denying the load shedding event. Work is in progress to fully comply with capabilities listed in CEC Title 24, Part 6. |  | 2022-06-30 | 2022-05-16 | United States, Canada | ES_1146517_L48-188_050920221504612_5233094
2396766 | Pro1 IAQ, Inc | Pro1 | T701i | T701i |  |  | Pro1 IAQ, Inc. | PRO1 | T701i | T701i |  |  | 0.52 | 0.46 | 14.4 | Time of Day Usage |  | Wi-Fi |  | The Pro1 implementation of OpenADR 2.0b allows enrolled customers to participate in load shedding events. Events can target specific devices via a variety of parameters including enrollment status and zip code. Upon receiving an event signal, the connected thermostat provides customers options on how it should respond. Options include accepting/denying the load shedding event. Work is in progress to fully comply with capabilities listed in CEC Title 24, Part 6. |  | 2022-06-30 | 2022-05-16 | United States, Canada | ES_1146517_T701i_050920221504520_4662233
2396767 | Pro1 IAQ, Inc | Pro1 | L50-991 | L50-991 |  |  | Pro1 IAQ, Inc. | PRO1 | L50-991 | L50-991 |  |  | 0.33 | 0.51 | 14.4 | Time of Day Usage |  | Wi-Fi |  | The Pro1 implementation of OpenADR 2.0b allows enrolled customers to participate in load shedding events. Events can target specific devices via a variety of parameters including enrollment status and zip code. Upon receiving an event signal, the connected thermostat provides customers options on how it should respond. Options include accepting/denying the load shedding event. Work is in progress to fully comply with capabilities listed in CEC Title 24, Part 6. |  | 2022-06-30 | 2022-05-16 | United States, Canada | ES_1146517_L50-991_050920221504898_8826153
2396768 | Pro1 IAQ, Inc | Pro1 | T721i | T721i |  |  | Pro1 IAQ, Inc. | PRO1 | T721i | T721i |  |  | 0.33 | 0.51 | 14.4 | Time of Day Usage |  | Wi-Fi |  | The Pro1 implementation of OpenADR 2.0b allows enrolled customers to participate in load shedding events. Events can target specific devices via a variety of parameters including enrollment status and zip code. Upon receiving an event signal, the connected thermostat provides customers options on how it should respond. Options include accepting/denying the load shedding event. Work is in progress to fully comply with capabilities listed in CEC Title 24, Part 6. |  | 2022-06-30 | 2022-05-16 | United States, Canada | ES_1146517_T721i_050920221504977_7134867
3387686 | Pro1 IAQ, Inc | Pro1 | T751i | T751i |  | 95247202256 | Pro1 IAQ, Inc. | PRO1 | T751i | T751i |  | FAM_1146517_012320241718225_6938385 | 0.43 | 0.44 | 14.4 | Time of Day Usage |  | Wi-Fi |  | The Pro1 implementation of OpenADR 2.0b allows enrolled customers to participate in load shedding events. Events can target specific devices via a variety of parameters including enrollment status and zip code. Upon receiving an event signal, the connected thermostat provides customers options on how it should respond. Options include accepting/denying the load shedding event. This thermostat complies with capabilities listed in CEC Title 24, Part 6. |  | 2024-01-25 | 2024-01-23 | United States, Canada | ES_1146517_T751i_012220241710147_4230029
3387687 | Pro1 IAQ, Inc | Pro1 | L51-836 | L51-836 |  | 95247202256 | Pro1 IAQ, Inc. | PRO1 | L51-836 | L51-836 |  | FAM_1146517_012320241718225_6938385 | 0.43 | 0.44 | 14.4 | Time of Day Usage |  | Wi-Fi |  | The Pro1 implementation of OpenADR 2.0b allows enrolled customers to participate in load shedding events. Events can target specific devices via a variety of parameters including enrollment status and zip code. Upon receiving an event signal, the connected thermostat provides customers options on how it should respond. Options include accepting/denying the load shedding event. This thermostat complies with capabilities listed in CEC Title 24, Part 6. |  | 2024-01-25 | 2024-01-23 | United States, Canada | ES_1146517_L51-836_012220241710848_7406199
3387688 | Pro1 IAQ, Inc | Sigler | CT751i | CT751i |  | 95247202256 | Pro1 IAQ, Inc. | Sigler | CT751i | CT751i |  | FAM_1146517_012320241718225_6938385 | 0.43 | 0.44 | 14.4 | Time of Day Usage |  | Wi-Fi |  | The Pro1 implementation of OpenADR 2.0b allows enrolled customers to participate in load shedding events. Events can target specific devices via a variety of parameters including enrollment status and zip code. Upon receiving an event signal, the connected thermostat provides customers options on how it should respond. Options include accepting/denying the load shedding event. This thermostat complies with capabilities listed in CEC Title 24, Part 6. |  | 2024-01-25 | 2024-01-23 | United States, Canada | ES_1146517_CT751i_012220241710427_2225615
3417745 | Research Products Corporation | Aprilaire | Wi-Fi Thermostat with IAQ | S86WMUPR |  | 696720007699 | Research Products Inc. | Aprilaire | Wi-Fi Thermostat with IAQ | S86WMUPR |  |  | 0.65 | 0.6 | 75 | External Temperature Detection,Geofencing (User Device Based),Humidity Sensing |  | Wi-Fi |  | The S86WMUPR thermostat has the ability to be connected to our Amazon AWS service via a MQTT over TLS connection and through the AWS server communicate with our AprilAire App. Additionally, we have the ability to connect the thermostat to other third-party services such as Google Home and Amazon Alexa via cloud-to-cloud integration. This infrastructure allows us to add features and functionality through over the air updates to our devices and additional integrations with third party services. For these reasons, our current strategy is to proactively develop firmware that will bring the thermostat into compliance with the California Energy Commission Title 24, Part 6 Joint Appendix 5. This will include the ability to configure a response to both price or demand response signals and these responses can be individually configured as either temperature offsets or fixed temperature setpoints. Additionally, we are pursuing opportunities to begin enrolling utility meters to allow AprilAire to bid for demand-based events. Initially, execution of demand events would be done exclusively through our server to the connected thermostats, with a long-term plan to automate the process using Open ADR3.0. |  | 2022-10-01 | 2024-03-05 | United States, Canada | ES_1061335_S86WMUPR_02282024125803_8693048
2342333 | Resideo Technologies, Inc | Honeywell Home | TCC | TCC |  |  | Resideo Technologies Inc. | Honeywell Home | RedLINK Vision PRO 8000 | TH8110R**** |  | FAM_1142622_08072019105959_3486400 | 0.12 | 0.14 | 48 | Time of Day Usage,External Temperature Detection,Additional Home Temperature Sensor,Additional Occupancy Sensor |  | Other | RedLINK | Honeywell Home connected thermostat family is enabled to respond to Demand Response (DR) events that utilities call to mitigate certain risks to the grid. These programs ultimately save consumers money while preventing adverse effects on their service. Honeywell Home thermostats are utilized by a variety of optimization/DR firms that access our thermostats through APIs. Set points can be continuously optimized for a number of factors including real time weather and a homes thermodynamic properties, resulting in additional energy savings. Similarly, our thermostats can be controlled by multiple Demand Response Management Systems (DRMS) systems shedding load at peak periods. Features include pre-cooling and various shed strategies (cycling, temperature off-set, etc.). Our UI and apps allow for consumers to be alerted of events and offer the ability to opt out should the need occur. Feedback on an events opt-outs, overrides and load shed performance are available through API to the Load Managing Entity. |  | 2013-02-28 | 2019-08-01 | United States, Canada | ES_1142622_TCC_08012019115942_5485193
2344250 | Resideo Technologies, Inc | Honeywell Home | TCC | TCC |  |  | Resideo Technologies Inc. | Honeywell Home | RedLINK Vision PRO 8000 | TH8320R**** |  | FAM_1142622_08072019105959_3486400 | 0.1 | 0.14 | 46 | Time of Day Usage,External Temperature Detection,Additional Home Temperature Sensor,Additional Occupancy Sensor |  | Other | RedLINK | Honeywell Home connected thermostat family is enabled to respond to Demand Response (DR) events that utilities call to mitigate certain risks to the grid. These programs ultimately save consumers money while preventing adverse effects on their service. Honeywell Home thermostats are utilized by a variety of optimization/DR firms that access our thermostats through APIs. Set points can be continuously optimized for a number of factors including real time weather and a homes thermodynamic properties, resulting in additional energy savings. Similarly, our thermostats can be controlled by multiple Demand Response Management Systems (DRMS) systems shedding load at peak periods. Features include pre-cooling and various shed strategies (cycling, temperature off-set, etc.). Our UI and apps allow for consumers to be alerted of events and offer the ability to opt out should the need occur. Feedback on an events opt-outs, overrides and load shed performance are available through API to the Load Managing Entity. |  | 2013-02-28 | 2019-08-08 | United States, Canada | ES_1142622_TCC_08012019144104_4885675
2344251 | Resideo Technologies, Inc | Honeywell Home | TCC | TCC |  |  | Resideo Technologies Inc. | Honeywell Home | RedLINK Vision PRO 8000 | TH8321R*** |  | FAM_1142622_08072019105959_3486400 | 0.25 | 0.13 | 48 | Time of Day Usage,External Temperature Detection,Additional Home Temperature Sensor,Other,Additional Occupancy Sensor | Humidity, dehumidify, or ventilation control | Other | RedLINK | Honeywell Home connected thermostat family is enabled to respond to Demand Response (DR) events that utilities call to mitigate certain risks to the grid. These programs ultimately save consumers money while preventing adverse effects on their service. Honeywell Home thermostats are utilized by a variety of optimization/DR firms that access our thermostats through APIs. Set points can be continuously optimized for a number of factors including real time weather and a homes thermodynamic properties, resulting in additional energy savings. Similarly, our thermostats can be controlled by multiple Demand Response Management Systems (DRMS) systems shedding load at peak periods. Features include pre-cooling and various shed strategies (cycling, temperature off-set, etc.). Our UI and apps allow for consumers to be alerted of events and offer the ability to opt out should the need occur. Feedback on an events opt-outs, overrides and load shed performance are available through API to the Load Managing Entity. |  | 2013-02-28 | 2019-08-08 | United States, Canada | ES_1142622_TCC_08012019151229_6850854
2344252 | Resideo Technologies, Inc | Honeywell Home | TCC | TCC |  |  | Resideo Technologies Inc. | Honeywell Home | Wi-Fi Vision PRO 8000 | TH8321WF**** |  | FAM_1142622_08072019105959_3486400 | 0.2 | 0.17 | 44 | Time of Day Usage,External Temperature Detection,Additional Home Temperature Sensor,Other | Humidity, dehumidify, or ventilation control | Wi-Fi |  | Honeywell Home connected thermostat family is enabled to respond to Demand Response (DR) events that utilities call to mitigate certain risks to the grid. These programs ultimately save consumers money while preventing adverse effects on their service. Honeywell Home thermostats are utilized by a variety of optimization/DR firms that access our thermostats through APIs. Set points can be continuously optimized for a number of factors including real time weather and a homes thermodynamic properties, resulting in additional energy savings. Similarly, our thermostats can be controlled by multiple Demand Response Management Systems (DRMS) systems shedding load at peak periods. Features include pre-cooling and various shed strategies (cycling, temperature off-set, etc.). Our UI and apps allow for consumers to be alerted of events and offer the ability to opt out should the need occur. Feedback on an events opt-outs, overrides and load shed performance are available through API to the Load Managing Entity. |  | 2015-01-22 | 2019-08-08 | United States, Canada | ES_1142622_TCC_08012019152232_7848474
2344253 | Resideo Technologies, Inc | Honeywell Home | TCC | TCC |  |  | Resideo Technologies Inc. | Honeywell Home | Wi-Fi Thermostat 9000 | TH9320WF**** |  | FAM_1142622_08072019105959_3486400 | 0.37 | 0.9 | 43 | Time of Day Usage,External Temperature Detection,Additional Home Temperature Sensor,Humidity Sensing |  | Wi-Fi |  | Honeywell Home connected thermostat family is enabled to respond to Demand Response (DR) events that utilities call to mitigate certain risks to the grid. These programs ultimately save consumers money while preventing adverse effects on their service. Honeywell Home thermostats are utilized by a variety of optimization/DR firms that access our thermostats through APIs. Set points can be continuously optimized for a number of factors including real time weather and a homes thermodynamic properties, resulting in additional energy savings. Similarly, our thermostats can be controlled by multiple Demand Response Management Systems (DRMS) systems shedding load at peak periods. Features include pre-cooling and various shed strategies (cycling, temperature off-set, etc.). Our UI and apps allow for consumers to be alerted of events and offer the ability to opt out should the need occur. Feedback on an events opt-outs, overrides and load shed performance are available through API to the Load Managing Entity. |  | 2016-08-16 | 2019-08-08 | United States, Canada | ES_1142622_TCC_08012019153158_3995172
2333888 | Resideo Technologies, Inc | Honeywell Home | Honeywell Home | Honeywell Home |  |  | Resideo Technologies Inc. | Honeywell Home | T9 Smart Thermostat | RCHT9*10WF**** | RCHT9610WFSW2003, RCHT9610WFSW2019, RCHT9510WFW2001, RCHT9510WFW2017 | FAM_1142622_01042019143341_2373577 | 0.35 | 1.65 | 45 | Time of Day Usage,External Temperature Detection,Additional Home Temperature Sensor,Other,Additional Occupancy Sensor |  | Wi-Fi,Other |  | Honeywell Home connected thermostat family is enabled to respond to Demand Response (DR) events that utilities call to mitigate certain risks to the grid. These programs ultimately save consumers money while preventing adverse effects on their service. Honeywell Home thermostats are utilized by a variety of optimization/DR firms that access our thermostats through APIs. Set points can be continuously optimized for a number of factors including real time weather and a homes thermodynamic properties, resulting in additional energy savings. Similarly, our thermostats can be controlled by multiple Demand Response Management Systems (DRMS) systems shedding load at peak periods. Features include pre-cooling and various shed strategies (cycling, temperature off-set, etc.). Our UI and apps allow for consumers to be alerted of events and offer the ability to opt out should the need occur. Feedback on an events opt-outs, overrides and load shed performance are available through API to the Load Managing Entity. |  | 2019-01-17 | 2019-02-13 | United States, Canada | ES_1142622_Lyric_01042019143341_6844446
2333898 | Resideo Technologies, Inc | Honeywell Home | T10 Pro Smart Thermostat | THX***WF****** | T10 Pro Smart Thermostat,THX***WF******,THX321WF2003W,THX321WFS2001W,THX321WFS3001W,THX321WF3003W,THX321WFS3024W,YTHM1004R3000,YTHM1004R3001.The "U" and "N" in the model numbers indicate single package or multiple package sale. | 085267388016;194159003668;194159012431;194159012448;194159012486;194159012493;194159017603 | Resideo Tech | Honeywell Home | T10 Pro Smart Thermostats | THX***WF** | THX321WF2003W; THX321WFS2001W; THX321WFS3001W; THX321WF3003W; THX321WFS3024W; YTHM1004R3000; YTHM1004R3001 | FAM_1142622_01042019143341_2373577 | 0.35 | 1.65 | 45 | External Temperature Detection,Time of Day Usage,Additional Home Temperature Sensor,Other,Additional Occupancy Sensor | Humidify, Dehumidify, Ventilation Control | Other,Wi-Fi | Redlink | Honeywell Home?s connected thermostat family is enabled to respond to Demand Response (DR) events that utilities call to mitigate certain risks to the grid. These programs ultimately save consumers money while preventing adverse effects on their service. Honeywell Home?s thermostats are utilized by a variety of optimization/DR firms that access our thermostats through APIs. Set points can be continuously optimized for a number of factors including real time weather and a home?s thermodynamic properties, resulting in additional energy savings. Similarly, our thermostats can be controlled by multiple Demand Response Management Systems (DRMS) systems shedding load at peak periods. Features include pre-cooling and various shed strategies (cycling, temperature off-set, etc.). Our UI and apps allow for consumers to be alerted of events and offer the ability to opt out should the need occur. Feedback on an event?s opt-outs, overrides and load shed performance are available through API to the Load Managing Entity. |  | 2019-01-17 | 2019-02-13 | United States, Canada | ES_1142622_Lyric_02072019151824_2889673
2338680 | Resideo Technologies, Inc | Honeywell Home | RTH6580WF | WiFi Smart Thermostat | ,RTH6580WF1001,; ,TH6320WF****,; ,TH6320WF1005, |  | Resideo Technologies Inc. | Honeywell Home | WF Thermostat | RTH6580 |  |  | 1.09 | 0.04 | 55 | Time of Day Usage |  | Wi-Fi |  | Honeywell Home connected thermostat family is enabled to respond to Demand Response (DR) events that utilities call to mitigate certain risks to the grid. These programs ultimately save consumers money while preventing adverse effects on their service. Honeywell Home thermostats are utilized by a variety of optimization/DR firms that access our thermostats through APIs. Set points can be continuously optimized for a number of factors including real time weather and a homes thermodynamic properties, resulting in additional energy savings. Similarly, our thermostats can be controlled by multiple Demand Response Management Systems (DRMS) systems shedding load at peak periods. Features include pre-cooling and various shed strategies (cycling, temperature off-set, etc.). Our UI and apps allow for consumers to be alerted of events and offer the ability to opt out should the need occur. Feedback on an events opt-outs, overrides and load shed performance are available through API to the Load Managing Entity. |  | 2012-09-18 | 2019-05-22 | United States, Canada | ES_1142622_WiFi Smart Thermostat_05222019095742_1562005
2342332 | Resideo Technologies, Inc | Honeywell Home | RTH9585WF****** | RTH9585WF****** | ,RTH9600WF****, | 085267770200;085267911313;085267942065;085267961455;194159005020;194159005075;194159005204;194159008144 | Resideo Technologies Inc. | Honeywell Home | Wi-Fi Smart Color Thermostat | RTH9585WF**** | RTH9600WF**** | FAM_1142622_08072019105959_3486400 | 0.36 | 0.93 | 42 | Time of Day Usage,External Temperature Detection,Humidity Sensing |  | Wi-Fi |  | Honeywell Home connected thermostat family is enabled to respond to Demand Response (DR) events that utilities call to mitigate certain risks to the grid. These programs ultimately save consumers money while preventing adverse effects on their service. Honeywell Home thermostats are utilized by a variety of optimization/DR firms that access our thermostats through APIs. Set points can be continuously optimized for a number of factors including real time weather and a homes thermodynamic properties, resulting in additional energy savings. Similarly, our thermostats can be controlled by multiple Demand Response Management Systems (DRMS) systems shedding load at peak periods. Features include pre-cooling and various shed strategies (cycling, temperature off-set, etc.). Our UI and apps allow for consumers to be alerted of events and offer the ability to opt out should the need occur. Feedback on an events opt-outs, overrides and load shed performance are available through API to the Load Managing Entity. |  | 2015-08-21 | 2019-08-01 | United States, Canada | ES_1142622_TCC_08012019113822_1332055
2406365 | Emerson | Sensi | ST55 | ST55 |  | 786710554827;786710554834;786710559693 | Emerson | Emerson | Sensi | ST55 | ST55U;ST55C | FAM_1020720_12212022092613_151745 | 0.95 | 0.5 | 7 | Time of Day Usage,Geofencing (User Device Based),Humidity Sensing |  | Wi-Fi |  | Emerson Sensi Thermostats are designed to integrate with Utility Demand Response (DR) programs. Sensi Thermostats also provide access via API?s to Demand Response Management Systems (DRMS) providers. Sensi Thermostats are compliant with the California Energy Commission 2016 Title 24, Part 6 JA5 via virtual end node for OpenADR signals. |  | 2014-03-25 | 2022-12-15 | United States, Canada | ES_1020720_ST55_12072022124050_5745050
2407292 | Emerson | Sensi | ST25 | ST25 | ,1F76U-22WFB,Sensi Lite thermostat for professionals; ,1F76U-22WFBC,Identicle model as ST25 except it is canadian market model.; ,ST25,Sensi Lite thermostat for retail; ,ST25C,Identicle model as ST25 except it is canadian market model.; ,ST25U,Sensi Lite thermostat for utility; ,ST25WMT,Identicle model as ST25 except new packaging for retail store. | 786710568732;786710569128;786710569135;786710569142;786710569159;786710576861 | Sensi | Sensi | Sensi Lite | ST25 | ST25;ST25U; 1F76U-22WFB; ST25C; 1F76U-22WFBC |  | 0.8 | 0.11 | 15 | Time of Day Usage,Geofencing (User Device Based),Humidity Sensing |  | Bluetooth,Wi-Fi |  | Sensi Thermostats are designed to integrate with Utility Demand Response (DR) programs. Sensi thermostats also provided access via API?s to Demand Response Management Systems (DRMS) providers. Sensi thermostats are compliant with the California Energy Commission Title 24, part 6 JA5 via virtual end node for OpenADR signals. |  | 2023-01-23 | 2023-01-24 | United States, Canada | ES_1020720_ST25_01202023094136_5510675
3417586 | Emerson | Verdant | ZX-TR-* | ZX-TR-* |  |  | Copeland Comfort Controls LP | Verdant | ZX | ZX-TR |  |  | 1.71 | 0.15 | 3 | Time of Day Usage,Additional Home Temperature Sensor,Other,Additional Occupancy Sensor,Humidity Sensing,Occupancy Sensor on Device | Occupancy based schedule | Bluetooth,Zigbee,Other | Sub-GHz mesh networking and wireless communication protocol between devices | Verdant Thermostats deliver cutting-edge demand response capabilities to commercial and multifamily properties across diverse utilities. In 2023, our success in implementing demand response spanned multiple utilities in North America. Verdant offers a user-friendly interface for load managing entities and demand response aggregators to effortlessly create and configure demand response events for multiple properties simultaneously. These events are highly customizable, accommodating different user groups. Our Demand Response API seamlessly integrates with Demand Response Management Systems (DRMS) service provider platforms, providing control to demand response firms for configuring events for end customers. This API enables units to be pre-cooled or pre-heated before an event, with options for gap periods, followed by the demand response event. Residents are kept informed with a distinct DR icon on the thermostat. They retain control, easily opting out by adjusting the setpoint. Our APIs support both batch and event-level configurations for demand response, with options to check status and delete events as needed. Crucially, our APIs also allow aggregators/utilities to create critical DR events, ensuring these cannot be opted out by residents. Furthermore, valuable feedback on event opt-outs, overrides, and load shed performance is available through the API to the Load Managing Entity. |  | 2022-12-08 | 2024-02-27 | United States, Canada | ES_1020720_ZX-TR-*_02262024112656_5954248
3417587 | Emerson | Verdant | ZX-TW-* | ZX-TW-* |  |  | Copeland Comfort Controls LP | Verdant | ZX | ZX-TW |  |  | 0.18 | 0.83 | 3 | Time of Day Usage,Additional Home Temperature Sensor,Other,Additional Occupancy Sensor,Humidity Sensing,Occupancy Sensor on Device | Occupancy based schedule | Bluetooth,Zigbee,Other | Sub-GHz mesh networking and wireless communication protocol between devices | Verdant Thermostats deliver cutting-edge demand response capabilities to commercial and multifamily properties across diverse utilities. In 2023, our success in implementing demand response spanned multiple utilities in North America. Verdant offers a user-friendly interface for load managing entities and demand response aggregators to effortlessly create and configure demand response events for multiple properties simultaneously. These events are highly customizable, accommodating different user groups. Our Demand Response API seamlessly integrates with Demand Response Management Systems (DRMS) service provider platforms, providing control to demand response firms for configuring events for end customers. This API enables units to be pre-cooled or pre-heated before an event, with options for gap periods, followed by the demand response event. Residents are kept informed with a distinct DR icon on the thermostat. They retain control, easily opting out by adjusting the setpoint. Our APIs support both batch and event-level configurations for demand response, with options to check status and delete events as needed. Crucially, our APIs also allow aggregators/utilities to create critical DR events, ensuring these cannot be opted out by residents. Furthermore, valuable feedback on event opt-outs, overrides, and load shed performance is available through the API to the Load Managing Entity. |  | 2022-12-08 | 2024-02-27 | United States, Canada | ES_1020720_ZX-TW-*_02262024113012_9307824
3417602 | Emerson | Verdant | VX3-TR-* | VX3-TR-* |  |  | Copeland Comfort Controls LP | Verdant | VX3 | VX3-TR |  |  | 0.26 | 0.18 | 3 | Time of Day Usage,Additional Home Temperature Sensor,Other,Additional Occupancy Sensor,Humidity Sensing,Occupancy Sensor on Device | Occupancy based schedule | Bluetooth,Zigbee,Other | Sub-GHz mesh networking and wireless communication protocol between devices | Verdant Thermostats deliver cutting-edge demand response capabilities to commercial and multifamily properties across diverse utilities. In 2023, our success in implementing demand response spanned multiple utilities in North America. Verdant offers a user-friendly interface for load managing entities and demand response aggregators to effortlessly create and configure demand response events for multiple properties simultaneously. These events are highly customizable, accommodating different user groups. Our Demand Response API seamlessly integrates with Demand Response Management Systems (DRMS) service provider platforms, providing control to demand response firms for configuring events for end customers. This API enables units to be pre-cooled or pre-heated before an event, with options for gap periods, followed by the demand response event. Residents are kept informed with a distinct DR icon on the thermostat. They retain control, easily opting out by adjusting the setpoint. Our APIs support both batch and event-level configurations for demand response, with options to check status and delete events as needed. Crucially, our APIs also allow aggregators/utilities to create critical DR events, ensuring these cannot be opted out by residents. Furthermore, valuable feedback on event opt-outs, overrides, and load shed performance is available through the API to the Load Managing Entity. |  | 2022-12-08 | 2024-02-28 | United States, Canada | ES_1020720_VX3-TR-*_02232024124554_5475580
3417603 | Emerson | Verdant | VX3-TW-* | VX3-TW-* |  |  | Copeland Comfort Controls LP | Verdant | VX3 | VX3-TW |  |  | 0.17 | 0.82 | 3 | Time of Day Usage,Additional Home Temperature Sensor,Other,Additional Occupancy Sensor,Humidity Sensing,Occupancy Sensor on Device | Occupancy based schedule | Bluetooth,Zigbee,Other | Sub-GHz mesh networking and wireless communication protocol between devices | Verdant Thermostats deliver cutting-edge demand response capabilities to commercial and multifamily properties across diverse utilities. In 2023, our success in implementing demand response spanned multiple utilities in North America. Verdant offers a user-friendly interface for load managing entities and demand response aggregators to effortlessly create and configure demand response events for multiple properties simultaneously. These events are highly customizable, accommodating different user groups. Our Demand Response API seamlessly integrates with Demand Response Management Systems (DRMS) service provider platforms, providing control to demand response firms for configuring events for end customers. This API enables units to be pre-cooled or pre-heated before an event, with options for gap periods, followed by the demand response event. Residents are kept informed with a distinct DR icon on the thermostat. They retain control, easily opting out by adjusting the setpoint. Our APIs support both batch and event-level configurations for demand response, with options to check status and delete events as needed. Crucially, our APIs also allow aggregators/utilities to create critical DR events, ensuring these cannot be opted out by residents. Furthermore, valuable feedback on event opt-outs, overrides, and load shed performance is available through the API to the Load Managing Entity. |  | 2022-12-08 | 2024-02-28 | United States, Canada | ES_1020720_VX3-TW-*_02232024133858_1001703
3543493 | Emerson | Verdant | VX4-*TW-* | VX4-*TW-* |  |  | Copeland Comfort Controls LP | Verdant | VX4 | VX4-TW |  |  | 1.45 | 0.81 | 13 | External Temperature Detection,Additional Home Temperature Sensor,Other,Additional Occupancy Sensor,Humidity Sensing,Occupancy Sensor on Device | Temperature Setback, Runtimes | Bluetooth,Zigbee,Other | 900MHz Mesh | Verdant Thermostats deliver cutting-edge demand response capabilities to commercial and multifamily properties across diverse utilities. In 2023, our success in implementing demand response spanned multiple utilities in North America. Verdant offers a user-friendly interface for load managing entities and demand response aggregators to effortlessly create and configure demand response events for multiple properties simultaneously. These events are highly customizable, accommodating different user groups. Our Demand Response API seamlessly integrates with Demand Response Management Systems (DRMS) service provider platforms, providing control to demand response firms for configuring events for end customers. This API enables units to be pre-cooled or pre-heated before an event, with options for gap periods, followed by the demand response event. Residents are kept informed with a distinct DR icon on the thermostat. They retain control, easily opting out by adjusting the setpoint. Our APIs support both batch and event-level configurations for demand response, with options to check status and delete events as needed. Crucially, our APIs also allow aggregators/utilities to create critical DR events, ensuring these cannot be opted out by residents. Furthermore, valuable feedback on event opt-outs, overrides, and load shed performance is available through the API to the Load Managing Entity. |  | 2024-06-17 | 2024-06-13 | United States, Canada | ES_1020720_VX4-*TW-*_05302024165056_9119531
3555667 | Emerson | Verdant | VX4-*TR-* | VX4-*TR-* |  |  | Copeland Comfort Controls LP | Verdant | VX4 | VX4-TR |  |  | 1.79 | 0.09 | 13 | External Temperature Detection,Additional Home Temperature Sensor,Other,Additional Occupancy Sensor,Humidity Sensing,Occupancy Sensor on Device | Temperature Setback, Runtimes | Bluetooth,Zigbee,Other | 900MHz Mesh | Verdant Thermostats deliver cutting-edge demand response capabilities to commercial and multifamily properties across diverse utilities. In 2023, our success in implementing demand response spanned multiple utilities in North America. Verdant offers a user-friendly interface for load managing entities and demand response aggregators to effortlessly create and configure demand response events for multiple properties simultaneously. These events are highly customizable, accommodating different user groups. Our Demand Response API seamlessly integrates with Demand Response Management Systems (DRMS) service provider platforms, providing control to demand response firms for configuring events for end customers. This API enables units to be pre-cooled or pre-heated before an event, with options for gap periods, followed by the demand response event. Residents are kept informed with a distinct DR icon on the thermostat. They retain control, easily opting out by adjusting the setpoint. Our APIs support both batch and event-level configurations for demand response, with options to check status and delete events as needed. Crucially, our APIs also allow aggregators/utilities to create critical DR events, ensuring these cannot be opted out by residents. Furthermore, valuable feedback on event opt-outs, overrides, and load shed performance is available through the API to the Load Managing Entity. |  | 2024-06-17 | 2024-07-31 | United States, Canada | ES_1020720_VX4-*TR-*_07312024044920_5184289
2358670 | Empowered Homes Inc. (Mysa) | Zen Thermostat | Zen Thermostat Wifi | ZEN-02 |  |  | Empowered Homes, Inc. (Mysa) | Zen Thermostat | Zen Thermostat Wifi | ZEN-02 |  |  | 1.4 | 0.14 | 0.2 | External Temperature Detection,Time of Day Usage,Other,Additional Occupancy Sensor,Humidity Sensing | Sunrise/Sunset Scheduling, Remote Scheduling, Remote Lockout, Zen Loop Demand Management Algorithm | Wi-Fi |  | Zen Thermostat connected to our energy management platform, Zen HQ, provides OpenADR compliance for all of the communicating thermostats with Zigbee and WIFI. These OpenADR compliant products provide solutions for both residential and commercial buildings. The Zen Ecosystems OpenADR VEN is a certified DR solution that allows utilities or verified energy partners to participate in demand response programs that include critical peak pricing, load shedding, or price notifications. Zen HQ allows utilities or verified energy partners to group thermostats into logical groups and regions to send directed DR events. Zen HQ users have the ability to monitor their connected Zen Thermostats or lighting controls, create schedules with heating and cooling setpoints, and lockout devices with a pin code to prevent unauthorized changes. Once a DR event is completed, Zen HQ -- with detailed reporting capability, generates a report of the event and device data for historical viewing. The Zen Thermostat is compatible with the 2016 California Energy Commission Title 24, Part 6 Joint Appendix 5. The Zen Thermostat is Title 24, 2016, Part 6 JA5 compliant as registered with the state of California. |  | 2017-07-01 | 2020-04-27 | United States, Canada | ES_1142238_ZEN-02_04272020220243_4963089
2358671 | Empowered Homes Inc. (Mysa) | Zen Thermostat | Zen Thermostat Zigbee | ZEN-01 |  |  | Empowered Homes, Inc. (Mysa) | Zen Thermostat | Zen Thermostat Zigbee | ZEN-01 |  |  | 1.14 | 0.12 | 0.2 | External Temperature Detection,Time of Day Usage,Other,Additional Occupancy Sensor | Zen Loop Demand Management Algorithm, Sunrise/Sunset Scheduling, Remote Scheduling, Remote Lockout | Zigbee |  | Zen Thermostat connected to our energy management platform, Zen HQ, provides OpenADR compliance for all of the communicating thermostats with Zigbee and WIFI. These OpenADR compliant products provide solutions for both residential and commercial buildings. The Zen Ecosystems OpenADR VEN is a certified DR solution that allows utilities or verified energy partners to participate in demand response programs that include critical peak pricing, load shedding, or price notifications. Zen HQ allows utilities or verified energy partners to group thermostats into logical groups and regions to send directed DR events. Zen HQ users have the ability to monitor their connected Zen Thermostats or lighting controls, create schedules with heating and cooling setpoints, and lockout devices with a pin code to prevent unauthorized changes. Once a DR event is completed, Zen HQ -- with detailed reporting capability, generates a report of the event and device data for historical viewing. The Zen Thermostat is compatible with the 2016 California Energy Commission Title 24, Part 6 Joint Appendix 5. The Zen Thermostat is Title 24, 2016, Part 6 JA5 compliant as registered with the state of California. |  | 2016-01-01 | 2020-04-27 | United States, Canada | ES_1142238_ZEN-01_04272020215539_4539426
2407461 | GE Lighting, a Savant company | GE | CTHMCAPPEKB1 | 93130061 | ,,CTHMCAPPEKB1-CDN1 | 43168544702 | GE Lighting, a Savant Company | GE | CTHMCAPPEKB1 | 93130061 |  | FAM_1120172_041220231409768_2772968 | 0.33 | 0.43 | 9.7 | Additional Home Temperature Sensor,Humidity Sensing |  | Wi-Fi |  | Cync thermostats use cloud-based connections for demand response requests from utility partners. |  | 2022-01-01 | 2023-01-30 | Canada | ES_1120172_CTHMCAPPEKB1-CDN1_012720231718112_5025982
2407462 | GE Lighting, a Savant company | GE | CTHMCAPPEKB1 | 93129894 | ,,CTHMCAPPEKB1-1 | 43168542722 | GE Lighting, a Savant Company | GE | CTHMCAPPEKB1 | 93129894 |  | FAM_1120172_041220231409768_2772968 | 0.33 | 0.43 | 9.7 | Additional Home Temperature Sensor,Humidity Sensing |  | Wi-Fi |  | Cync thermostats use cloud-based connections for demand response requests from utility partners. |  | 2022-01-01 | 2023-01-30 | United States | ES_1120172_CTHMCAPPEKB1-1_012720231718555_4633954
2464809 | GE Lighting, a Savant company | GE | CTHMCAPPEKB1 | 93129958 | ,,CTHMCAPPEKB1/CWLTSBLNWN1-1 | 43168543514 | GE Lighting, a Savant Company | GE | CTHMCAPPEKB1 | 93129958 |  | FAM_1120172_041220231409768_2772968 | 0.33 | 0.43 | 9.7 | Time of Day Usage,Additional Home Temperature Sensor,Humidity Sensing |  | Wi-Fi |  | Cync thermostats use cloud-based connections for demand response requests from utility partners. |  | 2023-03-01 | 2023-04-21 | United States | ES_1120172_93129958_041820231135967_2588211
2350650 | Google LLC | Google Nest | Google Nest Learning Thermostat | T3###** |  | 10813917021948;10813917022129;813917020203;813917020210;813917020227;813917021033;813917021040;813917022023;813917022030;813917022054;813917022061;854448003860;854448003877;854448003884 | Google LLC | Google Nest | Google Nest Learning Thermostat | T3###** | T3007ES ,T3007EF, T3016US, T3018US, T3017US, T3021US, T3032US, T3019US, T3050US, T3051US, T3019CA, T3016CA, T3017CA , T3032CA, T3024US, T3025US, T3026US, T3027US, T3008US |  | 0.27 | 0.06 | 50 | External Temperature Detection,Geofencing (User Device Based),Humidity Sensing,Occupancy Sensor on Device |  | Wi-Fi |  | Google Nest thermostats support a variety of Demand Response (DR) services, including dispatchable peak load management, and emergency (fast-response) dispatch. Nest offers a comprehensive DR solution in which Nest?s cloud-based server acts as an OpenADR-compliant ?Virtual End Node? for a DR signal from a Load Management Entity, and upon receipt of that signal executes customized DR algorithms on each participating device (as a ?Virtual Top Node?). Devices can be grouped at the discretion of the Load Management Entity for locational dispatch. An API is available for direct integration with popular Demand Response Management Systems for dispatch. Comprehensive aggregated reporting is provided to the Load Management Entity for measurement and verification purposes, including load reduction estimates and the impact of device adjustments by interval. Google Nest?s DR solutions are specifically designed to optimize participant satisfaction through the use of pre-conditioning (where applicable) and personalized schedule adjustments to ensure occupant comfort by limiting deviations from scheduled setpoints. In addition, the user can opt out any time. The algorithms are regularly updated and enhanced based on operational experience and user feedback. |  | 2015-09-01 | 2019-12-03 | United States, Canada | ES_1073133_T3###**_12032019181951_7191676
2350653 | Google LLC | Google Nest | Google Nest Thermostat E | T4###** |  | 193575023526;813917020593;813917020609;813917022139 | Google LLC | Google Nest | Google Nest Thermostat E | T4###** | T4000ES, T4001ES, T4000EF, T4002ES, T4008ES |  | 0.46 | 0.04 | 20 | External Temperature Detection,Geofencing (User Device Based),Humidity Sensing,Occupancy Sensor on Device |  | Wi-Fi |  | Google Nest thermostats support a variety of Demand Response (DR) services, including dispatchable peak load management, and emergency (fast-response) dispatch. Nest offers a comprehensive DR solution in which Nests cloud-based server acts as an OpenADR-compliant Virtual End Node for a DR signal from a Load Management Entity, and upon receipt of that signal executes customized DR algorithms on each participating device (as a Virtual Top Node). Devices can be grouped at the discretion of the Load Management Entity for locational dispatch. An API is available for direct integration with popular Demand Response Management Systems for dispatch. Comprehensive aggregated reporting is provided to the Load Management Entity for measurement and verification purposes, including load reduction estimates and the impact of device adjustments by interval. Google Nests DR solutions are specifically designed to optimize participant satisfaction through the use of pre-conditioning (where applicable) and personalized schedule adjustments to ensure occupant comfort by limiting deviations from scheduled setpoints. In addition, the user can opt out any time. The algorithms are regularly updated and enhanced based on operational experience and user feedback. |  | 42978 | 44137 | United States, Canada | ES_1073133_T4###**_12032019182012_7212129
2369005 | Google LLC | Google Nest | Nest Thermostat | GA0####-** |  | 193575007649;193575007670;193575007687;193575007694;193575007700;193575007717;193575007724;193575007731;193575009902;193575026510 | Google LLC | Google Nest | Nest Thermostat | GA0####-** | GA01334-US, GA02081-US, GA02082-US, GA02083-US, GA02083-CA, GA01334-CA, GA02082-CA, GA02081-CA, G4CVZ, GA02180-US, GA02180-CA, GA03000-US |  | 0.3 | 0.1 | 20.3 | External Temperature Detection,Geofencing (User Device Based),Humidity Sensing,Occupancy Sensor on Device |  | Wi-Fi |  | Google Nest thermostats support a variety of Demand Response (DR) services, including dispatchable peak load management, and emergency (fast-response) dispatch. Nest offers a comprehensive DR solution in which Nest?s cloud-based server acts as an OpenADR-compliant ?Virtual End Node? for a DR signal from a Load Management Entity, and upon receipt of that signal executes customized DR algorithms on each participating device (as a ?Virtual Top Node?). Devices can be grouped at the discretion of the Load Management Entity for locational dispatch. An API is available for direct integration with popular Demand Response Management Systems for dispatch. Comprehensive aggregated reporting is provided to the Load Management Entity for measurement and verification purposes, including load reduction estimates and the impact of device adjustments by interval. Google Nest?s DR solutions are specifically designed to optimize participant satisfaction through the use of pre-conditioning (where applicable) and personalized schedule adjustments to ensure occupant comfort by limiting deviations from scheduled setpoints. In addition, the user can opt out any time. The algorithms are regularly updated and enhanced based on operational experience and user feedback. |  | 2020-10-12 | 2020-11-01 | United States, Canada | ES_1073133_GA0####-**_11022020180747_0467945
3462877 | Google LLC | Google Nest | Google Nest Learning Thermostat | GA05###-** | ,GA05169-US,; ,GA05171-US,; ,GA05551-US,; ,GA05557-US,; ,GA05560-US,; ,GJQ8U, | 193575038469;193575038476;193575038483;193575038490;193575038506 | Google LLC | Google Nest | Google Nest Learning Thermosat | GA05###-** | GJQ8U GA05169-US GA05171-US GA05551-US GA05557-US GA05560-US | FAM_1073133_042420242023161_3111631 | 0.09 | 0.1 | 20.4 | External Temperature Detection,Time of Day Usage,Geofencing (User Device Based),Humidity Sensing,Occupancy Sensor on Device |  | Bluetooth,Other,Wi-Fi | Thread | Google Nest thermostats support a variety of Demand Response (DR) services, including dispatchable peak load management, and emergency (fast-response) dispatch. Nest offers a comprehensive DR solution in which Nest's cloud-based server acts as an OpenADR-compliant "Virtual End Node" for a DR signal from a Load Management Entity, and upon receipt of that signal executes customized DR algorithms on each participating device (as a "Virtual Top Node"). Devices can be grouped at the discretion of the Load Management Entity for locational dispatch. An API is available for direct integration with popular Demand Response Management Systems for dispatch. Comprehensive aggregated reporting is provided to the Load Management Entity for measurement and verification purposes, including load reduction estimates and the impact of device adjustments by interval. Google Nest's DR solutions are specifically designed to optimize participant satisfaction through the use of pre-conditioning (where applicable) and personalized schedule adjustments to ensure occupant comfort by limiting deviations from scheduled setpoints. In addition, the user can opt out any time. The algorithms are regularly updated and enhanced based on operational experience and user feedback. |  | 2024-08-06 | 2024-04-24 | United States, Canada | ES_1073133_GA05###-**_042320241603677_4143935
2346553 | Greenlite Lighting Corporation | Greenlite | Greenlite G2 | G2 |  |  | Greenlite | Greenlite | Greenlite G2 | G2 |  | FAM_31571_09172019083754_1559063 | 1.95 | 0.68 | 10 | Geofencing (User Device Based) |  | Wi-Fi |  | Compatible with OPEN ADR 2.0 |  | 2017-08-01 | 2019-09-17 | United States, Canada | ES_31571_G2_09172019083754_345117
2318753 | Johnson Controls, Inc. | LUX | KONO | KONO |  |  | LUX | LUX | KONO | KONO |  | FAM_31571_09172019083754_1559063 | 1.95 | 0.68 | 10 | Geofencing (User Device Based) |  | Wi-Fi |  | Compatible with OPEN ADR 2.0 |  | 2017-08-01 | 2018-04-23 | United States, Canada | ES_29976_KONO_04172018163511_404474
2354246 | Johnson Controls, Inc. | LUX | KONOz | KONOz |  |  | LUX | LUX | KONOz | KONOz |  | FAM_31571_09172019083754_1559063 | 0.86 | 0.02 | 10 | Geofencing (User Device Based) |  | Zigbee |  | Compatible with OPEN ADR 2.0 |  | 2019-12-01 | 2020-01-29 | United States, Canada | ES_21045_KONO_01152020155408_7693597
2365403 | Lennox Industries | Lennox | iComfort M30 Smart Thermostat | iComfort M30 Smart Thermostat |  |  | Lennox | Lennox | iComfort M30 Smart Thermostat | iComfort M30 Smart Thermostat | Lennox |  | 0.93 | 1.23 | 14 | External Temperature Detection,Time of Day Usage,Geofencing (User Device Based),Occupancy Sensor on Device,Humidity Sensing |  | Wi-Fi |  | The Lennox iComfort M30 Smart Thermostat is OpenADR 2.0b VEN compliant . With Open Automated Demand Response (Open ADR), your energy provider can communicate directly with your iComfort M30 smart thermostat to inform it of peak energy times. By opting in, your system will automatically adjust your presets to operate more efficiently. Youâ??ll save energy and money. |  | 2018-01-01 | 2020-09-02 | United States, Canada | ES_1082495_iComfort M30 Smart Thermostat_08252020141522_2927057
3629789 | Lennox Industries | Lennox | L40 Smart Thermostat | L40 Smart Thermostat |  |  | Lennox Industries | Lennox | L40 Smart Thermostat | L40 |  |  | 0.48 | 0.71 | 30 | Other | Only Internal Temperature Sensors,supports single stage equipment | Bluetooth,Wi-Fi |  | Lennox L40 thermostats supports Automatic demand response capabilities, participating as an OpenADR 2.0b compliant virtual end node (VEN) in the DR process. L40 also complies with requirements specified in California Building Energy Efficiency Standards (Title 24, Part 6 Joint Appendix 5). Using Lennox phone app users can enroll their Lennox L40 in ADR services with their Energy Provider. Enrolled users can activate/deactivate their participation in ADR at any time. When user opts to participate in ADR, L40 establishes a secure connection to Energy providers DR server and periodically retrieves/responds to demand response signals. L40 automatically adjusts desired control targets (SP) to configurable presets corresponding to demand response signals. Users can configure limits to these adjustments, based on personal comfort or savings preference. |  | 2025-04-01 | 2024-09-30 | United States, Canada | ES_1082495_L40 Smart Thermostat_09302024105211_280267
3531193 | Megalight Inc. | MegaLight | SWFTC28TFTLCD | SWFTC28TFTLCD |  |  | Vine Connected Corp. | Vine | TJ-550 | TJ-550 |  |  | 0.92 | 0.8 | 60 | Other |  | Wi-Fi |  | Demand Response capability is provided via a Cloud Based connection to Utilities in accordance with OpenADR2.0b. |  | 2024-02-01 | 2024-05-31 | United States, Canada | ES_1041489_SWFTC28TFTLCD_04302024114526_1659967
2383692 | Pro1 IAQ, Inc | Pro1 | T855iSH | T855iSH |  |  | Pro1 IAQ, Inc. | PRO1 | T855iSH | T855iSH |  |  | 1.36 | 0.47 | 16.1 | External Temperature Detection,Time of Day Usage,Additional Home Temperature Sensor,Humidity Sensing |  | Wi-Fi |  | The Pro1 implementation of OpenADR 2.0b allows enrolled customers to participate in load shedding events. Events can target specific devices via a variety of parameters including enrollment status and zip code. Upon receiving an event signal, the connected thermostat provides customers options on how it should respond. Options include accepting/denying the load shedding event. Work is in progress to fully comply with capabilities listed in CEC Title 24, Part 6. |  | 2020-08-01 | 2021-08-24 | United States, Canada | ES_1146517_T855iSH_082320211118422_7226168
2383693 | Pro1 IAQ, Inc | Pro1 | CT855iSH | CT855iSH |  |  | Pro1 IAQ, Inc. | PRO1 | CT855iSH | CT855iSH |  |  | 1.36 | 0.47 | 16.1 | External Temperature Detection,Time of Day Usage,Additional Home Temperature Sensor,Humidity Sensing |  | Wi-Fi |  | The Pro1 implementation of OpenADR 2.0b allows enrolled customers to participate in load shedding events. Events can target specific devices via a variety of parameters including enrollment status and zip code. Upon receiving an event signal, the connected thermostat provides customers options on how it should respond. Options include accepting/denying the load shedding event. Work is in progress to fully comply with capabilities listed in CEC Title 24, Part 6. |  | 2020-08-01 | 2021-08-24 | United States, Canada | ES_1146517_CT855iSH_082320211118694_2626840
2344254 | Resideo Technologies, Inc | Honeywell Home | TCC | TCC |  |  | Resideo Technologies Inc. | Honeywell Home | RedLINK Prestige | THX9421R**** |  | FAM_1142622_08072019105959_3486400 | 0.12 | 1.38 | 44 | Time of Day Usage,External Temperature Detection,Additional Home Temperature Sensor,Other,Additional Occupancy Sensor | Humidity, dehumidify, or ventilation control | Other | RedLINK | Honeywell Home connected thermostat family is enabled to respond to Demand Response (DR) events that utilities call to mitigate certain risks to the grid. These programs ultimately save consumers money while preventing adverse effects on their service. Honeywell Home thermostats are utilized by a variety of optimization/DR firms that access our thermostats through APIs. Set points can be continuously optimized for a number of factors including real time weather and a homes thermodynamic properties, resulting in additional energy savings. Similarly, our thermostats can be controlled by multiple Demand Response Management Systems (DRMS) systems shedding load at peak periods. Features include pre-cooling and various shed strategies (cycling, temperature off-set, etc.). Our UI and apps allow for consumers to be alerted of events and offer the ability to opt out should the need occur. Feedback on an events opt-outs, overrides and load shed performance are available through API to the Load Managing Entity. |  | 2013-01-31 | 2019-08-08 | United States, Canada | ES_1142622_TCC_08012019154053_4062158
2344267 | Resideo Technologies, Inc | Honeywell Home | Honeywell Home | Honeywell Home |  |  | Resideo Technologies Inc. | Honeywell Home | T6 Pro Wi-Fi Progammable Thermostat | TH6320WF2*** |  | FAM_1142622_08072019112755_8898845 | 0.86 | 0.34 | 41 | Time of Day Usage,External Temperature Detection,Additional Home Temperature Sensor,Geofencing (User Device Based) |  | Wi-Fi |  | Honeywell Home connected thermostat family is enabled to respond to Demand Response (DR) events that utilities call to mitigate certain risks to the grid. These programs ultimately save consumers money while preventing adverse effects on their service. Honeywell Home thermostats are utilized by a variety of optimization/DR firms that access our thermostats through APIs. Set points can be continuously optimized for a number of factors including real time weather and a homes thermodynamic properties, resulting in additional energy savings. Similarly, our thermostats can be controlled by multiple Demand Response Management Systems (DRMS) systems shedding load at peak periods. Features include pre-cooling and various shed strategies (cycling, temperature off-set, etc.). Our UI and apps allow for consumers to be alerted of events and offer the ability to opt out should the need occur. Feedback on an events opt-outs, overrides and load shed performance are available through API to the Load Managing Entity. |  | 2016-09-22 | 2019-08-09 | United States, Canada | ES_1142622_Honeywell Home_08072019112755_4461023
2344268 | Resideo Technologies, Inc | Honeywell Home | RCHT8610WF**** | RCHT8610WF**** | ,RCHT8612WF****,; ,RTH8800WF****,**** represent numbers and letters; ,RTH8800WF2022,**** represent numbers and letters |  | Resideo Technologies Inc. | Honeywell Home | T5 Wi-Fi Thermostat | RCHT8610WF**** | RCHT8612WF**** | FAM_1142622_08072019112755_8898845 | 0.87 | 0.36 | 49 | Time of Day Usage,External Temperature Detection,Geofencing (User Device Based) |  | Wi-Fi |  | Honeywell Home connected thermostat family is enabled to respond to Demand Response (DR) events that utilities call to mitigate certain risks to the grid. These programs ultimately save consumers money while preventing adverse effects on their service. Honeywell Home thermostats are utilized by a variety of optimization/DR firms that access our thermostats through APIs. Set points can be continuously optimized for a number of factors including real time weather and a homes thermodynamic properties, resulting in additional energy savings. Similarly, our thermostats can be controlled by multiple Demand Response Management Systems (DRMS) systems shedding load at peak periods. Features include pre-cooling and various shed strategies (cycling, temperature off-set, etc.). Our UI and apps allow for consumers to be alerted of events and offer the ability to opt out should the need occur. Feedback on an events opt-outs, overrides and load shed performance are available through API to the Load Managing Entity. |  | 2016-09-22 | 2019-08-09 | United States, Canada | ES_1142622_Honeywell Home_08012019091208_8114282
2344269 | Resideo Technologies, Inc | Honeywell Home | Honeywell Home T6 Pro Wi-Fi Programmable Thermostat | TH6220WF**** |  |  | Resideo Technologies Inc. | Honeywell Home | T6 Pro Wi-Fi Progammable Thermostat | T6 Pro Wi-Fi Progammable Thermostat |  | FAM_1142622_08072019112755_8898845 | 0.81 | 0.34 | 40 | Time of Day Usage,External Temperature Detection,Additional Home Temperature Sensor,Geofencing (User Device Based) |  | Wi-Fi |  | Honeywell Home connected thermostat family is enabled to respond to Demand Response (DR) events that utilities call to mitigate certain risks to the grid. These programs ultimately save consumers money while preventing adverse effects on their service. Honeywell Home thermostats are utilized by a variety of optimization/DR firms that access our thermostats through APIs. Set points can be continuously optimized for a number of factors including real time weather and a homes thermodynamic properties, resulting in additional energy savings. Similarly, our thermostats can be controlled by multiple Demand Response Management Systems (DRMS) systems shedding load at peak periods. Features include pre-cooling and various shed strategies (cycling, temperature off-set, etc.). Our UI and apps allow for consumers to be alerted of events and offer the ability to opt out should the need occur. Feedback on an events opt-outs, overrides and load shed performance are available through API to the Load Managing Entity. |  | 42635 | 43686 | United States, Canada | ES_1142622_Honeywell Home T6 Pro Wi-Fi Programmable Thermostat, TH6220WF****_08012019084358_894128
2344270 | Resideo Technologies, Inc | Honeywell Home | Honeywell Home | Honeywell Home |  |  | Resideo Technologies Inc. | Honeywell Home | Round Smart 2nd Generation | TH8732WFH**** | RCH9310WF**** | FAM_1142622_08072019112755_8898845 | 0.37 | 0.18 | 41 | Time of Day Usage,External Temperature Detection,Geofencing (User Device Based),Other | Humidity, dehumidity, or ventilation control | Wi-Fi |  | Honeywell Home connected thermostat family is enabled to respond to Demand Response (DR) events that utilities call to mitigate certain risks to the grid. These programs ultimately save consumers money while preventing adverse effects on their service. Honeywell Home thermostats are utilized by a variety of optimization/DR firms that access our thermostats through APIs. Set points can be continuously optimized for a number of factors including real time weather and a homes thermodynamic properties, resulting in additional energy savings. Similarly, our thermostats can be controlled by multiple Demand Response Management Systems (DRMS) systems shedding load at peak periods. Features include pre-cooling and various shed strategies (cycling, temperature off-set, etc.). Our UI and apps allow for consumers to be alerted of events and offer the ability to opt out should the need occur. Feedback on an events opt-outs, overrides and load shed performance are available through API to the Load Managing Entity. |  | 41761 | 43686 | United States, Canada | ES_1142622_Honeywell Home_08012019095335_7328912
2344428 | Resideo Technologies, Inc | Honeywell Home | TCC | TCC |  |  | Resideo Technologies Inc. | Honeywell Home | Wi-Fi Smart Color Thermostat | RTH9580WF**** | RET97****** | FAM_1142622_08072019105959_3486400 | 0.39 | 0.93 | 46 | Time of Day Usage,External Temperature Detection,Humidity Sensing |  | Wi-Fi |  | Honeywell Home connected thermostat family is enabled to respond to Demand Response (DR) events that utilities call to mitigate certain risks to the grid. These programs ultimately save consumers money while preventing adverse effects on their service. Honeywell Home thermostats are utilized by a variety of optimization/DR firms that access our thermostats through APIs. Set points can be continuously optimized for a number of factors including real time weather and a homes thermodynamic properties, resulting in additional energy savings. Similarly, our thermostats can be controlled by multiple Demand Response Management Systems (DRMS) systems shedding load at peak periods. Features include pre-cooling and various shed strategies (cycling, temperature off-set, etc.). Our UI and apps allow for consumers to be alerted of events and offer the ability to opt out should the need occur. Feedback on an events opt-outs, overrides and load shed performance are available through API to the Load Managing Entity. |  | 42237 | 43690 | United States, Canada | ES_1142622_TCC_08092019095751_4970056
3627047 | Resideo Technologies, Inc | Honeywell Home | TH2110WF4008/U | TH2110WF4008/U | ,RTH2CWF/N,; ,RTH2CWF/U,; ,RTH2SMC/N,; ,RTH2SMC/U,; ,RTHC2CWF/N,; ,RTHC2CWF/U,; ,TH2320WF4010/U,; ,TH2320WF4011/U, | 194159017382;194159017399;194159017467;194159017955 | Resideo Technologies Inc. | Honeywell Home | RTH2CWF, RTHC2CWF, RTH2SMC,TH2320WF4011: T2S Smart Thermostat TH2110WF4008, TH2320WF4010: FocusPRO® S200 Smart Thermostat | RTH2CWF, RTHC2CWF, RTH2SMC,TH2110WF4008,TH2320WF4010,TH2320WF4011 | TH2320WF4010 RTH2CWF RTH2SMC RTHC2CWF TH2320WF4011 |  | 0.45 | 0.61 | 45 | External Temperature Detection | Humidity, Dehumidify, or Ventilation Control | Wi-Fi | N/A | Honeywell Home?s connected thermostat family is enabled to respond to Demand Response (DR) events that utilities call to mitigate certain risks to the grid. These programs ultimately save consumers money while preventing adverse effects on their service. Honeywell Home?s thermostats are utilized by a variety of optimization/DR firms that access our thermostats through APIs. Set points can be continuously optimized for a number of factors including real time weather and a home?s thermodynamic properties, resulting in additional energy savings. Similarly, our thermostats can be controlled by multiple Demand Response Management Systems (DRMS) systems shedding load at peak periods. Features include pre-cooling and various shed strategies (cycling, temperature off-set, etc.). Our UI and apps allow for consumers to be alerted of events and offer the ability to opt out should the need occur. Feedback on an event?s opt-outs, overrides and load shed performance are available through API to the Load Managing Entity. | N/A | 45536 | 45540 | United States, Canada | ES_1142622_RTH2CWF/U_08302024092139_2407342
4005731 | Resideo Technologies, Inc | Resideo | T10 Pro Smart Thermostat | THX***WF****** | T10 Pro Smart Thermostat,THX***WF******,THX321WF2003W,THX321WFS2001W,THX321WFS3001W,THX321WF3003W,THX321WFS3024W,YTHM1004R3000,YTHM1004R3001.The "U" and "N" in the model numbers indicate single package or multiple package sale. | 085267388016;194159003668;194159012431;194159012448;194159012486;194159012493;194159017603 | Resideo Tech | Honeywell Home | T10 Pro Smart Thermostats | THX***WF** | THX321WF2003W; THX321WFS2001W; THX321WFS3001W; THX321WF3003W; THX321WFS3024W; YTHM1004R3000; YTHM1004R3001 | FAM_1142622_01042019143341_2373577 | 0.35 | 1.65 | 45 | External Temperature Detection,Time of Day Usage,Additional Home Temperature Sensor,Other,Additional Occupancy Sensor | Humidify, Dehumidify, Ventilation Control | Other,Wi-Fi | Redlink | Honeywell Home?s connected thermostat family is enabled to respond to Demand Response (DR) events that utilities call to mitigate certain risks to the grid. These programs ultimately save consumers money while preventing adverse effects on their service. Honeywell Home?s thermostats are utilized by a variety of optimization/DR firms that access our thermostats through APIs. Set points can be continuously optimized for a number of factors including real time weather and a home?s thermodynamic properties, resulting in additional energy savings. Similarly, our thermostats can be controlled by multiple Demand Response Management Systems (DRMS) systems shedding load at peak periods. Features include pre-cooling and various shed strategies (cycling, temperature off-set, etc.). Our UI and apps allow for consumers to be alerted of events and offer the ability to opt out should the need occur. Feedback on an event?s opt-outs, overrides and load shed performance are available through API to the Load Managing Entity. |  | 2019-01-17 | 2019-02-13 | United States, Canada | ES_1142622_THX***WF******_03252025054802_2108423
4005732 | Resideo Technologies, Inc | First Alert | T10 Pro Smart Thermostat | THX***WF****** | T10 Pro Smart Thermostat,THX***WF******,THX321WF2003W,THX321WFS2001W,THX321WFS3001W,THX321WF3003W,THX321WFS3024W,YTHM1004R3000,YTHM1004R3001.The "U" and "N" in the model numbers indicate single package or multiple package sale. | 085267388016;194159003668;194159012431;194159012448;194159012486;194159012493;194159017603 | Resideo Tech | Honeywell Home | T10 Pro Smart Thermostats | THX***WF** | THX321WF2003W; THX321WFS2001W; THX321WFS3001W; THX321WF3003W; THX321WFS3024W; YTHM1004R3000; YTHM1004R3001 | FAM_1142622_01042019143341_2373577 | 0.35 | 1.65 | 45 | External Temperature Detection,Time of Day Usage,Additional Home Temperature Sensor,Other,Additional Occupancy Sensor | Humidify, Dehumidify, Ventilation Control | Other,Wi-Fi | Redlink | Honeywell Home?s connected thermostat family is enabled to respond to Demand Response (DR) events that utilities call to mitigate certain risks to the grid. These programs ultimately save consumers money while preventing adverse effects on their service. Honeywell Home?s thermostats are utilized by a variety of optimization/DR firms that access our thermostats through APIs. Set points can be continuously optimized for a number of factors including real time weather and a home?s thermodynamic properties, resulting in additional energy savings. Similarly, our thermostats can be controlled by multiple Demand Response Management Systems (DRMS) systems shedding load at peak periods. Features include pre-cooling and various shed strategies (cycling, temperature off-set, etc.). Our UI and apps allow for consumers to be alerted of events and offer the ability to opt out should the need occur. Feedback on an event?s opt-outs, overrides and load shed performance are available through API to the Load Managing Entity. |  | 2019-01-17 | 2019-02-13 | United States, Canada | ES_1142622_THX***WF******_03252025054802_2093822
4429192 | Resideo Technologies, Inc | First Alert | X8S Series Smart Thermostat | X8S Series Smart Thermostat | ,X8S Series Smart Thermostat,X8VMC8B,X8VWF7W,X8VMC8BC,X8VWF7WC,X8VWF10B,X8VMC9W ,These model numbers may be followed by a /U or /W to indicate single or multiple package sale. | 194159018402;194159018426;194159018440;194159018501;194159019133;194159019140 | Resideo Technologies Inc. | Honeywell Home | ElitePRO S1100 Smart Thermostat | THX1100W3 | THX1100B4 |  | 0.63 | 2.59 | 47 | External Temperature Detection,Time of Day Usage,Additional Home Temperature Sensor,Geofencing (User Device Based),Other,Additional Occupancy Sensor,Humidity Sensing,Occupancy Sensor on Device | Wi-Fi Connected Thermostat with 5" capacitive touch display. Built-in occupancy sensor,VOC air quality sensor and doorbell camera streaming. For use with the FirstAlert App. | Bluetooth,Other,Wi-Fi | Redlink | Honeywell Home?s connected thermostat family is enabled to respond to Community Energy Care Program (formerly konwn as Demand Response (DR)) events that utilities call to mitigate certain risks to the grid. These programs ultimately save consumers money while preventing adverse effects on their service. Honeywell Home?s thermostats are utilized by a variety of optimization/DR firms that access our thermostats through APIs. Set points can be continuously optimized for a number of factors including real time weather and a home?s thermodynamic properties, resulting in additional energy savings. Similarly, our thermostats can be controlled by multiple Demand Response Management Systems (DRMS) systems shedding load at peak periods. Features include pre-cooling and various shed strategies (cycling, temperature off-set, etc.). Our UI and apps allow for consumers to be alerted of events and offer the ability to opt out should the need occur. Feedback on an event?s opt-outs, overrides and load shed performance are ava |  | 2025-06-01 | 2025-05-28 | United States, Canada | ES_1142622_X8S Series Smart Thermostat_05282025063722_6014215
4429194 | Resideo Technologies, Inc | First Alert | ElitePRO S1100 Smart Thermostat | ElitePRO S1100 Smart Thermostat | ,ElitePRO S1100 Smart Thermostat,THX1100W3, THX1100B4 These model numbers may be followed by a /U or /W to indicate single or multiple package sale | 194159018945;194159018952 | Resideo Technologies Inc. | Honeywell Home | ElitePRO S1100 Smart Thermostat | THX1100W3 | THX1100B4 |  | 0.63 | 2.59 | 47 | External Temperature Detection,Time of Day Usage,Additional Home Temperature Sensor,Geofencing (User Device Based),Other,Additional Occupancy Sensor,Humidity Sensing,Occupancy Sensor on Device | Wi-Fi Connected Thermostat with 5" capacitive touch display. Built-in occupancy sensor,VOC air quality sensor and doorbell camera streaming. For use with the FirstAlert App. | Bluetooth,Other,Wi-Fi | Redlink | Honeywell Home?s connected thermostat family is enabled to respond to Community Energy Care Program (formerly konwn as Demand Response (DR)) events that utilities call to mitigate certain risks to the grid. These programs ultimately save consumers money while preventing adverse effects on their service. Honeywell Home?s thermostats are utilized by a variety of optimization/DR firms that access our thermostats through APIs. Set points can be continuously optimized for a number of factors including real time weather and a home?s thermodynamic properties, resulting in additional energy savings. Similarly, our thermostats can be controlled by multiple Demand Response Management Systems (DRMS) systems shedding load at peak periods. Features include pre-cooling and various shed strategies (cycling, temperature off-set, etc.). Our UI and apps allow for consumers to be alerted of events and offer the ability to opt out should the need occur. Feedback on an event?s opt-outs, overrides and load shed performance are ava |  | 2025-06-01 | 2025-05-28 | United States, Canada | ES_1142622_ElitePRO S1200 Smart Thermostat_05282025063029_650598
4429195 | Resideo Technologies, Inc | First Alert | ElitePRO S1200 Smart Thermostat | ElitePRO S1200 Smart Thermostat | ,ElitePRO S1200 Smart Thermostat,THX1200W5,THX1200B6,THX1200W7S,THX1200B8S,YTHX1200W5,YTHX1200B6,YTHX1200W7,YTHX1200B8 These model numbers may be followed by a /U or /W to indicate single or multiple package sale | 194159018464;194159018471;194159018488;194159018495;194159018525;194159018532;194159018549;194159018556 | Resideo Technologies Inc. | Honeywell Home | ElitePRO S1200 Smart Thermostat | THX1200W5 | THX1200B6, THX1200W7S, THX1200B8S, YTHX1200W5, YTHX1200B6, YTHX1200W7, YTHX1200B8. |  | 0.63 | 2.59 | 47 | External Temperature Detection,Time of Day Usage,Additional Home Temperature Sensor,Geofencing (User Device Based),Other,Additional Occupancy Sensor,Humidity Sensing,Occupancy Sensor on Device | Wi-Fi Connected Thermostat with 5" capacitive touch display. Built-in occupancy sensor,VOC air quality sensor and doorbell camera streaming. For use with the FirstAlert App. | Bluetooth,Other,Wi-Fi | Redlink | Honeywell Home?s connected thermostats support participation in Community Energy Care Programs (formerly known as Demand Response or DR), allowing utilities to call events that help mitigate grid stress and prevent service disruptions. These programs ultimately save consumers money and promote grid reliability. Our thermostats are widely integrated by optimization and DR firms through open APIs. These integrations allow for dynamic control of thermostat set points based on real-time factors such as local weather conditions and a home?s unique thermodynamic profile, driving additional energy savings.Honeywell Home thermostats are compatible with multiple Demand Response Management Systems (DRMS) and support various load-shedding strategies during peak demand periods. These strategies include pre-cooling, temperature offsets, and cycling, providing flexible solutions to reduce energy consumption when needed most. User experience remains central to our solution. Consumers are notified of upcoming DR events throu |  | 2025-06-01 | 2025-05-28 | United States, Canada | ES_1142622_ElitePRO S1200 Smart Thermostat_05272025143146_5803644
4481892 | Resideo Technologies, Inc | First Alert | X7B Series Smart Thermostat | X7B Series Smart Thermostat | ,X7B Series Smart Thermostat,X7BWF1W,X7BMC2B These model numbers may be followed by a /U or /W to indicate single or multiple package sale | 194159019072;194159019126 | Resideo Technologies Inc. | Honeywell Home | X7B Series Smart Thermostat | X7BWF1W | X7BMC2B |  | 0.96 | 2.19 | 90 | Time of Day Usage,Geofencing (User Device Based),Other,Humidity Sensing | Wi-Fi Connected Thermostat with 4.3" capactitive touch display with built-in humidity sensor. White and black color options for DIY. For use with the FirstAlert App. | Bluetooth,Other,Wi-Fi |  | Honeywell Home?s connected thermostat family is enabled to respond to Community Energy Care Program (formerly konwn as Demand Response (DR)) events that utilities call to mitigate certain risks to the grid. These programs ultimately save consumers money while preventing adverse effects on their service. Honeywell Home?s thermostats are utilized by a variety of optimization/DR firms that access our thermostats through APIs. Set points can be continuously optimized for a number of factors including real time weather and a home?s thermodynamic properties, resulting in additional energy savings. Similarly, our thermostats can be controlled by multiple Demand Response Management Systems (DRMS) systems shedding load at peak periods. Features include pre-cooling and various shed strategies (cycling, temperature off-set, etc.). Our UI and apps allow for consumers to be alerted of events and offer the ability to opt out should the need occur. Feedback on an event?s opt-outs, overrides and load shed performance are ava |  | 2025-08-21 | 2025-08-22 | United States, Canada | ES_1142622_X7B Series Smart Thermostat_08212025140259_3199121
4481893 | Resideo Technologies, Inc | First Alert | ElitePRO S1000 Smart Thermostat | ElitePRO S1000 Smart Thermostat | ,ElitePRO S1000 Smart Thermostat,THX1000W1, THX1000B2 These model numbers may be followed by a /U or /W to indicate single or multiple package sale | 194159018976;194159019225 | Resideo Technologies Inc. | Honeywell Home | ElitePRO S1000 Smart Thermostat | THX1000W1 | THX1000B2 |  | 0.96 | 2.19 | 90 | External Temperature Detection,Time of Day Usage,Additional Home Temperature Sensor,Geofencing (User Device Based),Other,Additional Occupancy Sensor,Humidity Sensing,Occupancy Sensor on Device | Wi-Fi Connected Thermostat with 4.3" capacitive touch display, built-in occupancy and light sensors for auto brightness. Offered in white or black. Use with FirstAlert App, configure through PRO app, and manage easily via PRO Portal. | Bluetooth,Other,Wi-Fi | Redlink | Honeywell Home?s connected thermostat family is enabled to respond to Community Energy Care Program (formerly konwn as Demand Response (DR)) events that utilities call to mitigate certain risks to the grid. These programs ultimately save consumers money while preventing adverse effects on their service. Honeywell Home?s thermostats are utilized by a variety of optimization/DR firms that access our thermostats through APIs. Set points can be continuously optimized for a number of factors including real time weather and a home?s thermodynamic properties, resulting in additional energy savings. Similarly, our thermostats can be controlled by multiple Demand Response Management Systems (DRMS) systems shedding load at peak periods. Features include pre-cooling and various shed strategies (cycling, temperature off-set, etc.). Our UI and apps allow for consumers to be alerted of events and offer the ability to opt out should the need occur. Feedback on an event?s opt-outs, overrides and load shed performance are ava |  | 2025-08-21 | 2025-08-22 | United States, Canada | ES_1142622_ElitePRO S1000 Smart Thermostat_08212025103700_8326379
4481894 | Resideo Technologies, Inc | First Alert | ElitePRO S900 Smart Thermostat | ElitePRO S900 Smart Thermostat | ,ElitePRO S900 Smart Thermostat,THX900W1, THX900B2 These model numbers may be followed by a /U or /W to indicate single or multiple package sale | 194159018983;194159018990 | Resideo Technologies Inc. | Honeywell Home | ElitePRO S900 Smart Thermostat | THX1000W1 | THX1000B2 |  | 0.96 | 2.19 | 90 | Time of Day Usage,Geofencing (User Device Based),Other,Humidity Sensing | Wi-Fi Connected Thermostat with 4.3" capactitive touch display with built-in humidity sensor. White and black color options, for professional installations. For use with the FirstAlert App. Configurable through PRO app, compatible with PRO Portal. | Bluetooth,Wi-Fi |  | Honeywell Home?s connected thermostat family is enabled to respond to Community Energy Care Program (formerly konwn as Demand Response (DR)) events that utilities call to mitigate certain risks to the grid. These programs ultimately save consumers money while preventing adverse effects on their service. Honeywell Home?s thermostats are utilized by a variety of optimization/DR firms that access our thermostats through APIs. Set points can be continuously optimized for a number of factors including real time weather and a home?s thermodynamic properties, resulting in additional energy savings. Similarly, our thermostats can be controlled by multiple Demand Response Management Systems (DRMS) systems shedding load at peak periods. Features include pre-cooling and various shed strategies (cycling, temperature off-set, etc.). Our UI and apps allow for consumers to be alerted of events and offer the ability to opt out should the need occur. Feedback on an event?s opt-outs, overrides and load shed performance are ava |  | 2025-08-21 | 2025-08-22 | United States, Canada | ES_1142622_ElitePRO S900 Smart Thermostat_08212025133815_7463647
4481895 | Resideo Technologies, Inc | First Alert | X7S Series Smart Thermostat | X7S Series Smart Thermostat | ,X7S Series Smart Thermostat,X7SMC4B,X7SWF3W,X7SMC4BC,X7SWF4WC These model numbers may be followed by a /U or /W to indicate single or multiple package sale | 194159019041;194159019089;194159019096;194159019102 | Resideo Technologies Inc. | Honeywell Home | X7S Series Smart Thermostat | X7SMC4B | X7SWF3W,X7SMC4BC,X7SWF4WC |  | 0.96 | 2.19 | 90 | External Temperature Detection,Time of Day Usage,Additional Home Temperature Sensor,Geofencing (User Device Based),Other,Additional Occupancy Sensor,Humidity Sensing,Occupancy Sensor on Device | Wi-Fi Connected Thermostat with 4.3" capactitive touch display with built-in occupancy sensor and ambient light sensor for display brightness control. White and black color options for DIY. For use with the FirstAlert App. | Bluetooth,Other,Wi-Fi | Redlink | Honeywell Home?s connected thermostat family is enabled to respond to Community Energy Care Program (formerly konwn as Demand Response (DR)) events that utilities call to mitigate certain risks to the grid. These programs ultimately save consumers money while preventing adverse effects on their service. Honeywell Home?s thermostats are utilized by a variety of optimization/DR firms that access our thermostats through APIs. Set points can be continuously optimized for a number of factors including real time weather and a home?s thermodynamic properties, resulting in additional energy savings. Similarly, our thermostats can be controlled by multiple Demand Response Management Systems (DRMS) systems shedding load at peak periods. Features include pre-cooling and various shed strategies (cycling, temperature off-set, etc.). Our UI and apps allow for consumers to be alerted of events and offer the ability to opt out should the need occur. Feedback on an event?s opt-outs, overrides and load shed performance are ava |  | 2025-08-21 | 2025-08-22 | United States, Canada | ES_1142622_X7S Series Smart Thermostat_08212025130356_9682733
4471363 | tekmar Control Systems Ltd. | tekmar | Invita WiFi Thermostat | 564 |  | 779655056402 | tekmar Control Systems Ltd | tekmar | Invita? WiFi Thermostat | 564 |  |  | 0.59 | 1.57 | 60.3 | External Temperature Detection,Humidity Sensing |  | Wi-Fi |  | Tekmar thermostats, in conjunction with the Watts? Home mobile app, are designed to be enrolled in Demand Response Management Programs using the OpenADR 2.0b protocol. Users receive advance notice of demand response events via the app and text message, and may opt out of events via the thermostat or mobile app. The thermostat and demand response system complies with the California Title 24, Part 6 Joint Appendix 5 requirements. |  | 43221 | 45849 | United States, Canada | ES_153992_564_07012025144081_2689769
2336674 | Trane and American Standard Heating and Air Conditioning | Trane | XL824 | TCONT824AS52DB | XL824,TCONT824AS52DC, |  | Trane | Trane | XL824 | TCONT824AS52DB |  | FAM_1075581_04052019093434_9125512 | 0.73 | 1.9 | 30 | External Temperature Detection,Additional Home Temperature Sensor,Geofencing (User Device Based),Other,Humidity Sensing |  | Wi-Fi,Z-Wave |  | Ingersoll Rand is committed to supporting Demand Response (DR) programs with utilities across the United States. As such, the XL824 CT is Title 24 compliant, open ADR compatible, and has both cloud and local APIs to support DR. It also supports utility DR control through a portal designed specifically for utility use. For improved comfort, we support DR events that follow a consumer configurable setpoint, and allow override by subsequent setpoint changes made by the consumer. We also provide a specific operating mode for variable capacity systems DR that triggers a minimum capacity mode rather than a full off. |  | 43560 | 43567 | United States, Canada | ES_1075581_TCONT824AS52DBA_04052019093434_6174890
2337840 | Trane and American Standard Heating and Air Conditioning | American Standard | Gold 824 | ACONT824AS52DB | Gold 824,ACONT824AS52DC, |  | American Standard | American Standard | Gold 824 | ACONT824AS52DB |  | FAM_1075581_04052019093434_9125512 | 0.73 | 1.9 | 30 | External Temperature Detection,Additional Home Temperature Sensor,Geofencing (User Device Based),Other,Humidity Sensing |  | Wi-Fi,Z-Wave |  | Ingersoll Rand is committed to supporting Demand Response (DR) programs with utilities across the United States. As such, the XL824 CT is Title 24 compliant, open ADR compatible, and has both cloud and local APIs to support DR. It also supports utility DR control through a portal designed specifically for utility use. For improved comfort, we support DR events that follow a consumer configurable setpoint, and allow override by subsequent setpoint changes made by the consumer. We also provide a specific operating mode for variable capacity systems DR that triggers a minimum capacity mode rather than a full off. |  | 43560 | 43592 | United States, Canada | ES_1075581_Gold 824_04222019131709_2075311
2405361 | Vine Connected Corp | Vine | TJ-225B | TJ-225B |  | 856105006047 | Vine Connected Corp. | Vine | TJ-225B | TJ-225B |  |  | 0.61 | 0.72 | 60 | Other |  | Wi-Fi |  | Capable |  | 44743 | 44902 | United States, Canada | ES_1148458_TJ-225B_11302022153706_8684961
3531192 | Vine Connected Corp | Vine | TJ-550 | TJ-550 |  |  | Vine Connected Corp. | Vine | TJ-550 | TJ-550 |  |  | 0.92 | 0.8 | 60 | Other |  | Wi-Fi |  | Demand Response capability is provided via a Cloud Based connection to Utilities in accordance with OpenADR2.0b. |  | 45323 | 45443 | United States, Canada | ES_1148458_TJ-550_04302024114526_6213800
4481207 | Vivint Inc | Vivint | TH03 | TH03 |  |  | Vivint, Inc. | Vivint | VS-ZGBTHERM001-001 | TH03 |  |  | 0.06 | 0.09 | 10 | Time of Day Usage,Humidity Sensing,Occupancy Sensor on Device |  | Zigbee |  | Vivint customers can enroll their thermostat in a Demand Response (DR) program, if offered by their utility or energy provider. Customers receive incentives from their energy provider for enrolling in the program and allowing their thermostat to be adjusted during peak demand periods. When a DR event is scheduled, customers are notified in advance and have the option to participate or opt out. For those who participate, Vivint will automatically adjust the thermostat to help reduce grid strain while maintaining comfort. |  | 45905 | 45882 | United States, Canada | ES_1152136_TH03_08122025152202_2648431
4481209 | Vivint Inc | Vivint | TH02 | TH02 |  |  | Vivint, Inc. | Vivint | VS-ELEM02-001 | TH02 |  |  | 0.3 | 0.22 | 10 | Time of Day Usage,Humidity Sensing,Occupancy Sensor on Device |  | Z-Wave |  | Vivint customers can enroll their thermostat in a Demand Response (DR) program, if offered by their utility or energy provider. Customers receive incentives from their energy provider for enrolling in the program and allowing their thermostat to be adjusted during peak demand periods. When a DR event is scheduled, customers are notified in advance and have the option to participate or opt out. For those who participate, Vivint will automatically adjust the thermostat to help reduce grid strain while maintaining comfort. |  | 45905 | 45882 | United States, Canada | ES_1152136_TH02_08122025151338_8298150
2404153 | Watsco Inc. | Vive | TP-S-701i | TP-S-701i |  |  | Watsco, Inc. | Vive | TP-S-701i | TP-S-701i |  |  | 0.52 | 0.46 | 14.4 | Time of Day Usage |  | Wi-Fi |  | The Pro1 implementation of OpenADR 2.0b allows enrolled customers to participate in load shedding events. Events can target specific devices via a variety of parameters including enrollment status and zip code. Upon receiving an event signal, the connected thermostat provides customers options on how it should respond. Options include accepting/denying the load shedding event. Work is in progress to fully comply with capabilities listed in CEC Title 24, Part 6. |  | 44742 | 44869 | United States, Canada | ES_1147532_TP-S-701i_11022022173456_8531914
2404154 | Watsco Inc. | Vive | TP-S-721i | TP-S-721i |  |  | Watsco, Inc. | Vive | TP-S-721i | TP-S-721i |  |  | 0.33 | 0.51 | 14.4 | Time of Day Usage |  | Wi-Fi |  | The Pro1 implementation of OpenADR 2.0b allows enrolled customers to participate in load shedding events. Events can target specific devices via a variety of parameters including enrollment status and zip code. Upon receiving an event signal, the connected thermostat provides customers options on how it should respond. Options include accepting/denying the load shedding event. Work is in progress to fully comply with capabilities listed in CEC Title 24, Part 6. |  | 44742 | 44869 | United States, Canada | ES_1147532_TP-S-721i_110220221734347_2021014
2404155 | Watsco Inc. | Vive | TP-S-855iCRH | TP-S-855iCRH |  |  | Watsco, Inc. | Vive | TP-S-855iCRH | TP-S-855iCRH |  |  | 1.36 | 0.47 | 16.1 | External Temperature Detection,Time of Day Usage,Additional Home Temperature Sensor,Humidity Sensing |  | Wi-Fi |  | The Pro1 implementation of OpenADR 2.0b allows enrolled customers to participate in load shedding events. Events can target specific devices via a variety of parameters including enrollment status and zip code. Upon receiving an event signal, the connected thermostat provides customers options on how it should respond. Options include accepting/denying the load shedding event. Work is in progress to fully comply with capabilities listed in CEC Title 24, Part 6. |  | 44044 | 44869 | United States, Canada | ES_1147532_TP-S-855iCRH_110220221734781_2769347