## HPWH Measure Info (hidden)
Measure Description | Measure ID |  | Measure Description | Measure ID
120V Heat pump water heater with electric resistance, <45 gal, UEF = 3.00 replacing storage natural gas water heater, 40 gal | SWWH025BG | SWWH025BG, SWWH025BI, SWWH025BK | 120V Heat pump water heater with electric resistance, >=45 to <=55 gal, UEF = 3.00 replacing electric storage water heater, 40 gal | SWWH014AQ | SWWH014AQ, SWWH014AT, SWWH014AW
120V Heat pump water heater with electric resistance, <45 gal, UEF = 3.30 replacing storage natural gas water heater, 40 gal | SWWH025BI |  | 120V Heat pump water heater with electric resistance, >=45 to <=55 gal, UEF = 3.30 replacing electric storage water heater, 40 gal | SWWH014AT
120V Heat pump water heater with electric resistance, <45 gal, UEF = 3.50 replacing storage natural gas water heater, 40 gal | SWWH025BK |  | 120V Heat pump water heater with electric resistance, >=45 to <=55 gal, UEF = 3.50 replacing electric storage water heater, 40 gal | SWWH014AW
120V Heat pump water heater with electric resistance, >=45 to <=55 gal, UEF = 3.00 replacing storage natural gas water heater, 30 gal | SWWH025CV | SWWH025CV, SWWH025CZ, SWWH025DD | 120V Heat pump water heater with electric resistance, >=45 to <=55 gal, UEF = 3.00 replacing electric storage water heater, 50 gal | SWWH014AR | SWWH014AR, SWWH014AU, SWWH014AX
120V Heat pump water heater with electric resistance, >=45 to <=55 gal, UEF = 3.30 replacing storage natural gas water heater, 30 gal | SWWH025CZ |  | 120V Heat pump water heater with electric resistance, >=45 to <=55 gal, UEF = 3.30 replacing electric storage water heater, 50 gal | SWWH014AU
120V Heat pump water heater with electric resistance, >=45 to <=55 gal, UEF = 3.50 replacing storage natural gas water heater, 30 gal | SWWH025DD |  | 120V Heat pump water heater with electric resistance, >=45 to <=55 gal, UEF = 3.50 replacing electric storage water heater, 50 gal | SWWH014AX
120V Heat pump water heater with electric resistance, >=45 to <=55 gal, UEF = 3.00 replacing storage natural gas water heater, 40 gal | SWWH025CW | SWWH025CW, SWWH025DA, SWWH025DE | 120V Heat pump water heater without electric resistance, >=45 to <=55 gal, UEF = 3.00 replacing electric storage water heater, 40 gal | SWWH014CI | SWWH014CI, SWWH014CL, SWWH014CO
120V Heat pump water heater with electric resistance, >=45 to <=55 gal, UEF = 3.30 replacing storage natural gas water heater, 40 gal | SWWH025DA |  | 120V Heat pump water heater without electric resistance, >=45 to <=55 gal, UEF = 3.30 replacing electric storage water heater, 40 gal | SWWH014CL
120V Heat pump water heater with electric resistance, >=45 to <=55 gal, UEF = 3.50 replacing storage natural gas water heater, 40 gal | SWWH025DE |  | 120V Heat pump water heater without electric resistance, >=45 to <=55 gal, UEF = 3.50 replacing electric storage water heater, 40 gal | SWWH014CO
120V Heat pump water heater with electric resistance, > 55 to <= 75 gal, UEF = 3.00 replacing storage natural gas water heater, 40 gal | SWWH025BQ | SWWH025BQ, SWWH025BU, SWWH025BY | 120V Heat pump water heater without electric resistance, >=45 to <=55 gal, UEF = 3.00 replacing electric storage water heater, 50 gal | SWWH014CJ | SWWH014CJ, SWWH014CM, SWWH014CP
120V Heat pump water heater with electric resistance, > 55 to <= 75 gal, UEF = 3.30 replacing storage natural gas water heater, 40 gal | SWWH025BU |  | 120V Heat pump water heater without electric resistance, >=45 to <=55 gal, UEF = 3.30 replacing electric storage water heater, 50 gal | SWWH014CM
120V Heat pump water heater with electric resistance, > 55 to <= 75 gal, UEF = 3.50 replacing storage natural gas water heater, 40 gal | SWWH025BY |  | 120V Heat pump water heater without electric resistance, >=45 to <=55 gal, UEF = 3.50 replacing electric storage water heater, 50 gal | SWWH014CP
120V Heat pump water heater with electric resistance, > 55 to <= 75 gal, UEF = 3.00 replacing storage natural gas water heater, 50 gal | SWWH025BR | SWWH025BR, SWWH025BV, SWWH025BZ | 240V Heat pump water heater with or without electric resistance, >=45 to <=55 gal, UEF = 3.30 replacing electric storage water heater, 40 gal | SWWH014DV
120V Heat pump water heater with electric resistance, > 55 to <= 75 gal, UEF = 3.30 replacing storage natural gas water heater, 50 gal | SWWH025BV |  | 240V Heat pump water heater with or without electric resistance, >=45 to <=55 gal, UEF = 3.30 replacing electric storage water heater, 50 gal | SWWH014DW
120V Heat pump water heater with electric resistance, > 55 to <= 75 gal, UEF = 3.50 replacing storage natural gas water heater, 50 gal | SWWH025BZ
120V Heat pump water heater with electric resistance, > 75 gal, UEF = 3.00 replacing storage natural gas water heater, 50 gal | SWWH025CH | SWWH025CH, SWWH025CL, SWWH025CP
120V Heat pump water heater with electric resistance, > 75 gal, UEF = 3.30 replacing storage natural gas water heater, 50 gal | SWWH025CL
120V Heat pump water heater with electric resistance, > 75 gal, UEF = 3.50 replacing storage natural gas water heater, 50 gal | SWWH025CP
120V Heat pump water heater without electric resistance, <45 gal, UEF = 3.00 replacing storage natural gas water heater, 40 gal | SWWH025DK | SWWH025DK, SWWH025DM, SWWH025DO
120V Heat pump water heater without electric resistance, <45 gal, UEF = 3.30 replacing storage natural gas water heater, 40 gal | SWWH025DM
120V Heat pump water heater without electric resistance, <45 gal, UEF = 3.50 replacing storage natural gas water heater, 40 gal | SWWH025DO
120V Heat pump water heater without electric resistance, >=45 to <=55 gal, UEF = 3.00 replacing storage natural gas water heater, 30 gal | SWWH025EZ | SWWH025EZ, SWWH025FD, SWWH025FH
120V Heat pump water heater without electric resistance, >=45 to <=55 gal, UEF = 3.30 replacing storage natural gas water heater, 30 gal | SWWH025FD
120V Heat pump water heater without electric resistance, >=45 to <=55 gal, UEF = 3.50 replacing storage natural gas water heater, 30 gal | SWWH025FH
120V Heat pump water heater without electric resistance, >=45 to <=55 gal, UEF = 3.00 replacing storage natural gas water heater, 40 gal | SWWH025FA | SWWH025FA, SWWH025FE, SWWH025FI
120V Heat pump water heater without electric resistance, >=45 to <=55 gal, UEF = 3.30 replacing storage natural gas water heater, 40 gal | SWWH025FE
120V Heat pump water heater without electric resistance, >=45 to <=55 gal, UEF = 3.50 replacing storage natural gas water heater, 40 gal | SWWH025FI
120V Heat pump water heater without electric resistance, > 55 to <= 75 gal, UEF = 3.00 replacing storage natural gas water heater, 40 gal | SWWH025DU | SWWH025DU, SWWH025DY, SWWH025EC
120V Heat pump water heater without electric resistance, > 55 to <= 75 gal, UEF = 3.30 replacing storage natural gas water heater, 40 gal | SWWH025DY
120V Heat pump water heater without electric resistance, > 55 to <= 75 gal, UEF = 3.50 replacing storage natural gas water heater, 40 gal | SWWH025EC
120V Heat pump water heater without electric resistance, > 55 to <= 75 gal, UEF = 3.00 replacing storage natural gas water heater, 50 gal | SWWH025DV | SWWH025DV, SWWH025DZ, SWWH025ED
120V Heat pump water heater without electric resistance, > 55 to <= 75 gal, UEF = 3.30 replacing storage natural gas water heater, 50 gal | SWWH025DZ
120V Heat pump water heater without electric resistance, > 55 to <= 75 gal, UEF = 3.50 replacing storage natural gas water heater, 50 gal | SWWH025ED
120V Heat pump water heater without electric resistance, > 75 gal, UEF = 3.00 replacing storage natural gas water heater, 50 gal | SWWH025EL | SWWH025EL, SWWH025EP, SWWH025ET
120V Heat pump water heater without electric resistance, > 75 gal, UEF = 3.30 replacing storage natural gas water heater, 50 gal | SWWH025EP
120V Heat pump water heater without electric resistance, > 75 gal, UEF = 3.50 replacing storage natural gas water heater, 50 gal | SWWH025ET
240V Heat pump water heater with or without electric resistance, <45 gal, UEF = 3.30 replacing storage natural gas water heater, 40 gal | SWWH025FM
240V Heat pump water heater with or without electric resistance, <45 gal, UEF = 3.75 replacing storage natural gas water heater, 40 gal | SWWH025FQ
240V Heat pump water heater with or without electric resistance, > 55 to <= 75 gal, UEF = 3.30 replacing storage natural gas water heater, 40 gal | SWWH025FS
240V Heat pump water heater with or without electric resistance, > 55 to <= 75 gal, UEF = 3.30 replacing storage natural gas water heater, 50 gal | SWWH025FT
240V Heat pump water heater with or without electric resistance, > 55 to <= 75 gal, UEF = 3.75 replacing storage natural gas water heater, 40 gal | SWWH025GC
240V Heat pump water heater with or without electric resistance, > 55 to <= 75 gal, UEF = 3.75 replacing storage natural gas water heater, 50 gal | SWWH025GD
240V Heat pump water heater with or without electric resistance, > 75 gal, UEF = 3.30 replacing storage natural gas water heater, 50 gal | SWWH025GI
240V Heat pump water heater with or without electric resistance, > 75 gal, UEF = 3.30 replacing storage natural gas water heater, 60 gal | SWWH025GJ
240V Heat pump water heater with or without electric resistance, > 75 gal, UEF = 3.30 replacing storage natural gas water heater, 75 gal | SWWH025GK
240V Heat pump water heater with or without electric resistance, > 75 gal, UEF = 3.75 replacing storage natural gas water heater, 50 gal | SWWH025GU
240V Heat pump water heater with or without electric resistance, > 75 gal, UEF = 3.75 replacing storage natural gas water heater, 60 gal | SWWH025GV
240V Heat pump water heater with or without electric resistance, > 75 gal, UEF = 3.75 replacing storage natural gas water heater, 75 gal | SWWH025GW
240V Heat pump water heater with or without electric resistance, >=45 to <=55 gal, UEF = 3.30 replacing storage natural gas water heater, 30 gal | SWWH025GY
240V Heat pump water heater with or without electric resistance, >=45 to <=55 gal, UEF = 3.30 replacing storage natural gas water heater, 40 gal | SWWH025GZ
240V Heat pump water heater with or without electric resistance, >=45 to <=55 gal, UEF = 3.75 replacing storage natural gas water heater, 30 gal | SWWH025HG
240V Heat pump water heater with or without electric resistance, >=45 to <=55 gal, UEF = 3.75 replacing storage natural gas water heater, 40 gal | SWWH025HH

## Gas Storage (hidden)
Golden State Rebates
Distributor Qualified Product List (QPL)
Updated 10/2/2025
Eligibilty criteria for gas storage water heaters:
Measure Criteria |  | Rebate | Measure ID | Energy Source | Heating Type | Uniform Energy Factor | Nominal Capacity (gal) | First Hour Rating (GPH) | Usage Bin | Input (MBtu/h) | Existing Water Heater Capacity (gal)
Natural gas storage WH 40 gallon UEF 0.64 to < 0.68 med draw - replacing 40 gal natural gas storage WH |  | 75 | SWWH012F | Natural Gas | Storage | >= 0.64 & < 0.68 | >= 40 & < 50 | >=51 & <75 | Medium Usage | <= 75 | 40
Natural gas storage WH 50 gallon UEF 0.64 to < 0.68 med draw - replacing 50 gal natural gas storage WH |  | 75 | SWWH012H | Natural Gas | Storage | >= 0.64 & < 0.68 | >= 50 & <= 55 | >=51 & <75 | Medium Usage | <= 75 | 50
Natural gas storage WH 40 gallon UEF >= 0.68 high draw - replacing 40 gal natural gas storage WH |  | 75 | SWWH012G | Natural Gas | Storage | >=0.68 | >= 40 & < 50 | >=75 | High Usage | <= 75 | 40
Natural gas storage WH 50 gallon UEF >= 0.68 high draw - replacing 50 gal natural gas storage WH |  | 75 | SWWH012I | Natural Gas | Storage | >= 0.68 | >= 50 & <= 55 | >=75 | High Usage | <= 75 | 50
AHRI Certified Reference Number | Old AHRI Reference Number | Model Status | Brand Name | Series Name | Model Number | Energy Source | Heater Type | Usage Bin | First Hour Rating (GPH) | Max GPM | Uniform Energy Factor | Nominal Capacity (gal) | DOE Rated Storage Volume (gal) | Input (MBtu/h) | Input (kW) | UED Recovery Efficiency, % | Labeled ENERGY STAR? | Potential Eligibility for IRA Tax Credit | Is Rerated | Energy Guide Label
4648390 |  | Active | RICHMOND |  | 9G40S-40E2 | Natural Gas | Storage | Medium Usage | 69 |  | 0.65 | 40 | 39 | 40 |  | 75 | No | No | No | Yes
4648391 |  | Active | RICHMOND |  | 12G40S-40E2 | Natural Gas | Storage | Medium Usage | 69 |  | 0.65 | 40 | 39 | 40 |  | 75 | No | No | No | Yes
4648392 |  | Active | RICHMOND |  | 6G40S-40E2 | Natural Gas | Storage | Medium Usage | 69 |  | 0.65 | 40 | 39 | 40 |  | 75 | No | No | No | Yes
5536520 |  | Active | RICHMOND |  | 6GR40SPVE2-36 | Natural Gas | Storage | Medium Usage | 66 |  | 0.65 | 40 | 39 | 36 |  | 74 | No | No | No | Yes
6518272 |  | Active | RHEEM |  | PROG40S-36N RH67 PV | Natural Gas | Storage | Medium Usage | 66 |  | 0.65 | 40 | 39 | 36 |  | 74 | No | No | No | Yes
6582061 |  | Active | RUUD |  | PROG40S-36N RU67 PV | Natural Gas | Storage | Medium Usage | 66 |  | 0.65 | 40 | 39 | 36 |  | 74 | No | No | No | Yes
7002033 |  | Active | RHEEM |  | XG40S12DM40U0 | Natural Gas | Storage | Medium Usage | 69 |  | 0.65 | 40 | 39 | 40 |  | 75 | No | No | No | Yes
8235746 |  | Active | RHEEM |  | PRO+G40S-40N RH67 PD | Natural Gas | Storage | Medium Usage | 69 |  | 0.65 | 40 | 39 | 40 |  | 75 | No | No | No | Yes
8235780 |  | Active | RHEEM |  | XG40S12DM40C0 | Natural Gas | Storage | Medium Usage | 69 |  | 0.65 | 40 | 39 | 40 |  | 75 | No | No | No | Yes
8237853 |  | Production Stopped | RUUD |  | PRO+G40S-40N RU67 PD | Natural Gas | Storage | Medium Usage | 69 |  | 0.65 | 40 | 39 | 40 |  | 75 | No | No | No | Yes
9963145 |  | Active | BRADFORD WHITE |  | URG2D40S*N | Natural Gas | Storage | Medium Usage | 62 |  | 0.64 | 40 | 38 | 38 |  | 78 | No | No | No | Yes
200094388 | 8105898 | Active | BRADFORD WHITE |  | RG2D40S*N | Natural Gas | Storage | Medium Usage | 62 |  | 0.64 | 40 | 38 | 38 |  | 78 | No | No | No | Yes
200094389 | 8105898 | Active | JETGLAS |  | RG2D40S*N | Natural Gas | Storage | Medium Usage | 62 |  | 0.64 | 40 | 38 | 38 |  | 78 | No | No | No | Yes
203424733 |  | Active | RHEEM |  | XG40S06PV36U0 | Natural Gas | Storage | Medium Usage | 66 |  | 0.65 | 40 | 39 | 36 |  | 74 | No | No | No | Yes
206733038 |  | Active | RHEEM |  | PROG40S-40N CN67 PD | Natural Gas | Storage | Medium Usage | 69 |  | 0.65 | 40 | 39 | 40 |  | 75 | No | No | No | Yes
206733040 |  | Active | RHEEM |  | PRO+G40S-40N CN67 PD | Natural Gas | Storage | Medium Usage | 69 |  | 0.65 | 40 | 39 | 40 |  | 75 | No | No | No | Yes
206733041 |  | Active | RICHMOND |  | 6CG40S-40E2 | Natural Gas | Storage | Medium Usage | 69 |  | 0.65 | 40 | 39 | 40 |  | 75 | No | No | No | Yes
206733043 |  | Active | RICHMOND |  | 9CG40S-40E2 | Natural Gas | Storage | Medium Usage | 69 |  | 0.65 | 40 | 39 | 40 |  | 75 | No | No | No | Yes
206733045 |  | Active | RICHMOND |  | 12CG40S-40E2 | Natural Gas | Storage | Medium Usage | 69 |  | 0.65 | 40 | 39 | 40 |  | 75 | No | No | No | Yes
206733047 |  | Active | RHEEM |  | D RP40S-40E2 | Natural Gas | Storage | Medium Usage | 69 |  | 0.65 | 40 | 39 | 40 |  | 75 | No | No | No | Yes
206733048 |  | Active | RHEEM |  | RC RP150SE2 | Natural Gas | Storage | Medium Usage | 69 |  | 0.65 | 40 | 39 | 40 |  | 75 | No | No | No | Yes
206750820 |  | Active | RHEEM |  | D PVS40-36E2 | Natural Gas | Storage | Medium Usage | 66 |  | 0.65 | 40 | 39 | 36 |  | 74 | No | No | No | Yes
206750821 |  | Active | RHEEM |  | XG40S06PV36C0 | Natural Gas | Storage | Medium Usage | 66 |  | 0.65 | 40 | 39 | 36 |  | 74 | No | No | No | Yes
206750823 |  | Active | RHEEM |  | PROG40S-36N CN67 PV | Natural Gas | Storage | Medium Usage | 66 |  | 0.65 | 40 | 39 | 36 |  | 74 | No | No | No | Yes
206750825 |  | Active | RHEEM |  | PRO+G40S-36N CN67 PV | Natural Gas | Storage | Medium Usage | 66 |  | 0.65 | 40 | 39 | 36 |  | 74 | No | No | No | Yes
206750826 |  | Active | RICHMOND |  | 6CG40PV36E2 | Natural Gas | Storage | Medium Usage | 66 |  | 0.65 | 40 | 39 | 36 |  | 74 | No | No | No | Yes
206842673 |  | Active | A. O. SMITH |  | GCF-40 1** | Natural Gas | Storage | Medium Usage | 70 |  | 0.64 | 40 | 38 | 40 |  | 73 | No | No | No | Yes
206842674 |  | Active | A. O. SMITH |  | G12-FDT4040NVR 1** | Natural Gas | Storage | Medium Usage | 70 |  | 0.64 | 40 | 38 | 40 |  | 73 | No | No | No | Yes
206842676 |  | Active | AMERICAN |  | FDG6240T403NVR 1** | Natural Gas | Storage | Medium Usage | 70 |  | 0.64 | 40 | 38 | 40 |  | 73 | No | No | No | Yes
206842677 |  | Active | AMERICAN |  | FDG2F4040T3NVR 1** | Natural Gas | Storage | Medium Usage | 70 |  | 0.64 | 40 | 38 | 40 |  | 73 | No | No | No | Yes
206842679 |  | Active | LOCHINVAR |  | LTN04040ES 1** | Natural Gas | Storage | Medium Usage | 70 |  | 0.64 | 40 | 38 | 40 |  | 73 | No | No | No | Yes
206842681 |  | Active | RELIANCE WATER HEATERS |  | 6-40-GBFT 1** | Natural Gas | Storage | Medium Usage | 70 |  | 0.64 | 40 | 38 | 40 |  | 73 | No | No | No | Yes
206842682 |  | Active | RELIANCE WATER HEATERS |  | 9-40-GKFT 1** | Natural Gas | Storage | Medium Usage | 70 |  | 0.64 | 40 | 38 | 40 |  | 73 | No | No | No | Yes
206842685 |  | Active | STATE |  | GS6-40-YBFT 1** | Natural Gas | Storage | Medium Usage | 70 |  | 0.64 | 40 | 38 | 40 |  | 73 | No | No | No | Yes
206842702 |  | Active | A. O. SMITH |  | GCFL-40 1** | Natural Gas | Storage | Medium Usage | 65 |  | 0.66 | 40 | 38 | 40 |  | 77 | No | No | No | Yes
206842704 |  | Active | AMERICAN |  | FDG2F4040S3NVR 1** | Natural Gas | Storage | Medium Usage | 65 |  | 0.66 | 40 | 38 | 40 |  | 77 | No | No | No | Yes
206842705 |  | Active | AMERICAN |  | FDG6240S403NVR 1** | Natural Gas | Storage | Medium Usage | 65 |  | 0.66 | 40 | 38 | 40 |  | 77 | No | No | No | Yes
206842708 |  | Active | LOCHINVAR |  | LSN04040ES 1** | Natural Gas | Storage | Medium Usage | 65 |  | 0.66 | 40 | 38 | 40 |  | 77 | No | No | No | Yes
206842710 |  | Active | RELIANCE WATER HEATERS |  | 6-40-GBFS 1** | Natural Gas | Storage | Medium Usage | 65 |  | 0.66 | 40 | 38 | 40 |  | 77 | No | No | No | Yes
206842711 |  | Active | RELIANCE WATER HEATERS |  | 9-40-GKFS 1** | Natural Gas | Storage | Medium Usage | 65 |  | 0.66 | 40 | 38 | 40 |  | 77 | No | No | No | Yes
206842714 |  | Active | STATE |  | GS6-40-YBFS 1** | Natural Gas | Storage | Medium Usage | 65 |  | 0.66 | 40 | 38 | 40 |  | 77 | No | No | No | Yes
206842730 |  | Active | A. O. SMITH |  | GUF-40 1** | Natural Gas | Storage | Medium Usage | 68 |  | 0.65 | 40 | 38 | 40 |  | 73 | No | No | No | Yes
206842731 |  | Active | A. O. SMITH |  | G12-UFDT4040NV 1** | Natural Gas | Storage | Medium Usage | 68 |  | 0.65 | 40 | 38 | 40 |  | 73 | No | No | No | Yes
206842732 |  | Active | AMERICAN |  | GUF-62-40T40 1** | Natural Gas | Storage | Medium Usage | 68 |  | 0.65 | 40 | 38 | 40 |  | 73 | No | No | No | Yes
206842733 |  | Active | RELIANCE WATER HEATERS |  | 6-40-UNBFT 1** | Natural Gas | Storage | Medium Usage | 68 |  | 0.65 | 40 | 38 | 40 |  | 73 | No | No | No | Yes
206842734 |  | Active | STATE |  | GS6-40-BFUT 1** | Natural Gas | Storage | Medium Usage | 68 |  | 0.65 | 40 | 38 | 40 |  | 73 | No | No | No | Yes
206843218 |  | Production Stopped | AMERICAN |  | UPVG6250T42NV 1** | Natural Gas | Storage | Medium Usage | 71 |  | 0.65 | 50 | 48 | 42 |  | 78 | No | No | No | Yes
206843219 |  | Production Stopped | A. O. SMITH |  | GPNH-50 1** | Natural Gas | Storage | Medium Usage | 71 |  | 0.65 | 50 | 48 | 42 |  | 78 | No | No | No | Yes
206843220 |  | Production Stopped | A. O. SMITH |  | G6-UPVT5042NV 1** | Natural Gas | Storage | Medium Usage | 71 |  | 0.65 | 50 | 48 | 42 |  | 78 | No | No | No | Yes
206843221 |  | Production Stopped | RELIANCE WATER HEATERS |  | 6-50-UBVIT 1** | Natural Gas | Storage | Medium Usage | 71 |  | 0.65 | 50 | 48 | 42 |  | 78 | No | No | No | Yes
206843222 |  | Production Stopped | STATE |  | GS6-50-UBVIT 1** | Natural Gas | Storage | Medium Usage | 71 |  | 0.65 | 50 | 48 | 42 |  | 78 | No | No | No | Yes
206860891 |  | Active | A. O. SMITH |  | GPVL-40 2** | Natural Gas | Storage | Medium Usage | 73 |  | 0.67 | 40 | 38 | 40 |  | 79 | No | No | No | Yes
206860920 |  | Active | A. O. SMITH |  | G6-PVS4040NV 2** | Natural Gas | Storage | Medium Usage | 73 |  | 0.67 | 40 | 38 | 40 |  | 79 | No | No | No | Yes
206860922 |  | Active | AMERICAN |  | PVG6240S40NVS 2** | Natural Gas | Storage | Medium Usage | 73 |  | 0.67 | 40 | 38 | 40 |  | 79 | No | No | No | Yes
206860924 |  | Active | LOCHINVAR |  | PVN04040 2** | Natural Gas | Storage | Medium Usage | 73 |  | 0.67 | 40 | 38 | 40 |  | 79 | No | No | No | Yes
206860925 |  | Active | LOCHINVAR |  | PVN04040Z 2** | Natural Gas | Storage | Medium Usage | 73 |  | 0.67 | 40 | 38 | 40 |  | 79 | No | No | No | Yes
206860928 |  | Active | RELIANCE WATER HEATERS |  | 6-40-HBVIS 2*1 | Natural Gas | Storage | Medium Usage | 73 |  | 0.67 | 40 | 38 | 40 |  | 79 | No | No | No | Yes
206860929 |  | Active | STATE |  | GS6-40-YBVIS 2** | Natural Gas | Storage | Medium Usage | 73 |  | 0.67 | 40 | 38 | 40 |  | 79 | No | No | No | Yes
207616204 |  | Active | JOHN WOOD |  | JW640T40N-AV-ES2 1** | Natural Gas | Storage | Medium Usage | 70 |  | 0.64 | 40 | 38 | 40 |  | 73 | No | No | No | Yes
207616234 |  | Active | JOHN WOOD |  | JW8640S40N-AV-ES2 1** | Natural Gas | Storage | Medium Usage | 65 |  | 0.66 | 40 | 38 | 40 |  | 77 | No | No | No | Yes
207616304 |  | Active | JOHN WOOD |  | PV40N 2** | Natural Gas | Storage | Medium Usage | 73 |  | 0.67 | 40 | 38 | 40 |  | 79 | No | No | No | Yes
207616306 |  | Active | GSW WATER HEATERS |  | G640S40N-PV-ES2 2** | Natural Gas | Storage | Medium Usage | 73 |  | 0.67 | 40 | 38 | 40 |  | 79 | No | No | No | Yes
207616308 |  | Active | GSW WATER HEATERS |  | G840S40N-PV-ES2 2** | Natural Gas | Storage | Medium Usage | 73 |  | 0.67 | 40 | 38 | 40 |  | 79 | No | No | No | Yes
209431173 |  | Active | JETGLAS |  | URG2D40S*N | Natural Gas | Storage | Medium Usage | 62 |  | 0.64 | 40 | 38 | 38 |  | 78 | No | No | No | Yes
211656106 |  | Active | RUUD | 44VP40FN | PROG40-36U RU67 PV* | Natural Gas | Storage | Medium Usage | 67 |  | 0.64 | 40 | 39 | 36 |  | 74 | No | No | No | Yes
212818908 |  | Active | RUUD |  | PROG40S-36N CD67 PV | Natural Gas | Storage | Medium Usage | 66 |  | 0.65 | 40 | 39 | 36 |  | 74 | No | No | No | No
214796699 |  | Active | FRIEDRICH |  | 6PROG 40S-36N FD67 PV | Natural Gas | Storage | Medium Usage | 66 |  | 0.65 | 40 | 39 | 36 |  | 74 | No | No | No | Yes
216800222 |  | Active | RUUD |  | PROG40S-40N CD67 PD | Natural Gas | Storage | Medium Usage | 69 |  | 0.65 | 40 | 39 | 40 |  | 75 | No | No | No
216800224 |  | Active | RUUD |  | PRO+G40S-40N CD67 PD | Natural Gas | Storage | Medium Usage | 69 |  | 0.65 | 40 | 39 | 40 |  | 75 | No | No | No
6518277 |  | Active | RHEEM |  | PROG50-42N RH67 PV | Natural Gas | Storage | High Usage | 78 |  | 0.68 | 50 | 48 | 42 |  | 75 | No | No | No | Yes
200094393 | 8105902 | Active | JETGLAS |  | RG2D50S*N | Natural Gas | Storage | High Usage | 81 |  | 0.68 | 50 | 47 | 40 |  | 79 | No | No | No | Yes
205135022 |  | Active | JETGLAS |  | RG2PV50S*N19 | Natural Gas | Storage | High Usage | 78 |  | 0.72 | 50 | 48 | 40 |  | 80 | No | No | No | Yes
206733572 |  | Active | RHEEM |  | 6CG50-40E2 | Natural Gas | Storage | High Usage | 79 |  | 0.69 | 50 | 48 | 40 |  | 77 | No | No | No | Yes
206750328 |  | Active | RICHMOND |  | 12CG50S-40E2 | Natural Gas | Storage | High Usage | 78 |  | 0.69 | 50 | 48 | 40 |  | 77 | No | No | No | Yes
206842716 |  | Active | A. O. SMITH |  | GCFL-50 1** | Natural Gas | Storage | High Usage | 78 |  | 0.69 | 50 | 49 | 40 |  | 79 | No | No | No | Yes
206860590 |  | Active | STATE |  | GS6-40-UBPDS 1** | Natural Gas | Storage | High Usage | 75 |  | 0.7 | 40 | 38 | 40 |  | 77 | No | No | No | Yes
206861801 |  | Active | AMERICAN |  | PVG6250T50NVS 2** | Natural Gas | Storage | High Usage | 97 |  | 0.72 | 50 | 48 | 50 |  | 81 | No | No | No | Yes
206902228 |  | Active | STATE |  | GS6-50-YBPDT 3** | Natural Gas | Storage | High Usage | 79 |  | 0.72 | 50 | 48 | 45 |  | 79 | No | No | No | Yes
207475560 |  | Active | Envirosense Enercare |  | ENV-40N-ENER 1** | Natural Gas | Storage | High Usage | 86 |  | 0.9 | 40 | 38 | 50 |  | 91 | Yes | Yes | No | Yes
207616320 |  | Active | GSW WATER HEATERS |  | G640T50N-PV-ES2 2** | Natural Gas | Storage | High Usage | 87 |  | 0.7 | 40 | 38 | 50 |  | 78 | No | No | No | Yes
209403952 |  | Active | RHEEM |  | XG50T06PVX42U0 | Natural Gas | Storage | High Usage | 78 |  | 0.68 | 50 | 48 | 42 |  | 75 | No | No | No | Yes
213286796 |  | Active | LOCHINVAR |  | UPVN05040 | Natural Gas | Storage | High Usage | 85 |  | 0.72 | 50 | 48 | 42 |  | 78 | No | No | No | Yes
215439586 |  | Active | A. O. SMITH |  | GC9-PS5065NV 1** | Natural Gas | Storage | High Usage | 118 |  | 0.9 | 50 | 49 | 65 |  | 92 | Yes | Yes | No | Yes
6521078 |  | Active | RHEEM |  | PROG50S-36N RH67 PV | Natural Gas | Storage | High Usage | 78 |  | 0.7 | 50 | 48 | 36 |  | 79 | No | No | No | Yes
200094396 | 8106204 | Active | BRADFORD WHITE |  | RG2F40S*N | Natural Gas | Storage | High Usage | 75 |  | 0.7 | 40 | 38 | 38 |  | 80 | No | No | No | Yes
200094452 | 8106348 | Active | BRADFORD WHITE |  | RG2PDV50H*N | Natural Gas | Storage | High Usage | 103 |  | 0.68 | 48 | 46 | 60 |  | 77 | No | No | No | Yes
205135023 |  | Active | JETGLAS |  | RG2PV50T*N19 | Natural Gas | Storage | High Usage | 75 |  | 0.72 | 50 | 48 | 40 |  | 80 | No | No | No | Yes
206733576 |  | Active | RHEEM |  | 12CG50-40E2 | Natural Gas | Storage | High Usage | 79 |  | 0.69 | 50 | 48 | 40 |  | 77 | No | No | No | Yes
206750828 |  | Active | RHEEM |  | D PVS50-36E2 | Natural Gas | Storage | High Usage | 78 |  | 0.7 | 50 | 48 | 36 |  | 79 | No | No | No | Yes
206842717 |  | Active | STATE |  | GS6-50-YBFS 1** | Natural Gas | Storage | High Usage | 78 |  | 0.69 | 50 | 49 | 40 |  | 79 | No | No | No | Yes
206860692 |  | Active | A. O. SMITH |  | GPDNT-50 1** | Natural Gas | Storage | High Usage | 75 |  | 0.7 | 50 | 48 | 40 |  | 79 | No | No | No | Yes
206861802 |  | Active | AMERICAN |  | PVG6250T50NVSL 2** | Natural Gas | Storage | High Usage | 97 |  | 0.72 | 50 | 48 | 50 |  | 81 | No | No | No | Yes
206902229 |  | Active | STATE |  | GS6-50-YBPDTL 3** | Natural Gas | Storage | High Usage | 79 |  | 0.72 | 50 | 48 | 45 |  | 79 | No | No | No | Yes
207475561 |  | Active | Envirosense Reliance Home Comfort |  | ENV-40N-RHC 1** | Natural Gas | Storage | High Usage | 86 |  | 0.9 | 40 | 38 | 50 |  | 91 | Yes | Yes | No | Yes
207616322 |  | Active | JOHN WOOD |  | PV50TN 2** | Natural Gas | Storage | High Usage | 97 |  | 0.72 | 50 | 48 | 50 |  | 81 | No | No | No | Yes
209403954 |  | Active | RICHMOND |  | 6GRX50PVE2-42 | Natural Gas | Storage | High Usage | 78 |  | 0.68 | 50 | 48 | 42 |  | 75 | No | No | No | Yes
213286797 |  | Active | RELIANCE WATER HEATERS |  | 6-50-UBPVT 1** | Natural Gas | Storage | High Usage | 85 |  | 0.72 | 50 | 48 | 42 |  | 78 | No | No | No | Yes
215439591 |  | Active | A. O. SMITH |  | GC9-PS4050NV 1** | Natural Gas | Storage | High Usage | 86 |  | 0.9 | 40 | 38 | 50 |  | 91 | Yes | Yes | No | Yes
4663106 |  | Active | RICHMOND |  | 12G50-40E2 | Natural Gas | Storage | High Usage | 79 |  | 0.69 | 50 | 48 | 40 |  | 79 | No | No | No | Yes
6583231 |  | Active | RUUD |  | PROG50-40N RU67 PDV | Natural Gas | Storage | High Usage | 82 |  | 0.69 | 50 | 47 | 40 |  | 81 | No | No | No | Yes
200094451 | 8106347 | Active | JETGLAS |  | URG2PDV50S*N | Natural Gas | Storage | High Usage | 80 |  | 0.68 | 50 | 48 | 40 |  | 79 | No | No | No | Yes
205134945 |  | Active | BRADFORD WHITE |  | RG2PV40S*N19 | Natural Gas | Storage | High Usage | 75 |  | 0.72 | 40 | 38 | 40 |  | 80 | No | No | No | Yes
206628530 |  | Production Stopped | A. O. SMITH |  | GCD-40 1** | Natural Gas | Storage | High Usage | 82 |  | 0.68 | 40 | 38 | 40 |  | 75 | No | No | No | Yes
206842687 |  | Active | A. O. SMITH |  | GCF-50 1** | Natural Gas | Storage | High Usage | 84 |  | 0.69 | 50 | 48 | 40 |  | 80 | No | No | No | Yes
206843214 |  | Production Stopped | A. O. SMITH |  | G6-UPVT4042NV 1** | Natural Gas | Storage | High Usage | 76 |  | 0.7 | 40 | 38 | 42 |  | 77 | No | No | No | Yes
206861629 |  | Active | LOCHINVAR |  | PVN04050 2** | Natural Gas | Storage | High Usage | 87 |  | 0.7 | 40 | 38 | 50 |  | 78 | No | No | No | Yes
206900650 |  | Active | RUUD |  | PROUG50-40N RU67 PD* | Natural Gas | Storage | High Usage | 79 |  | 0.69 | 50 | 48 | 40 |  | 77 | No | No | No | Yes
207471177 |  | Active | RELIANCE WATER HEATERS |  | 6-40-*RPCS 1** | Natural Gas | Storage | High Usage | 86 |  | 0.9 | 40 | 38 | 50 |  | 91 | Yes | Yes | No | Yes
207616303 |  | Active | GSW WATER HEATERS |  | G850S58N-PDV-ES2 3** | Natural Gas | Storage | High Usage | 118 |  | 0.73 | 50 | 48 | 62 |  | 82 | No | No | No | Yes
208141890 |  | Active | BRADFORD WHITE |  | URG2PV50H*N** | Natural Gas | Storage | High Usage | 107 |  | 0.68 | 48 | 46 | 56 |  | 78 | No | No | No | Yes
213286788 |  | Active | A. O. SMITH |  | G6-UPT4042NV 1** | Natural Gas | Storage | High Usage | 91 |  | 0.73 | 40 | 38 | 42 |  | 78 | No | No | No | Yes
214796701 |  | Active | FRIEDRICH |  | 6PROG 50-42N FD67 PV | Natural Gas | Storage | High Usage | 78 |  | 0.68 | 50 | 48 | 42 |  | 75 | No | No | No | Yes
2111826 |  | Active | RHEEM |  | PDV50 | Natural Gas | Storage | High Usage | 82 |  | 0.69 | 50 | 47 | 40 |  | 81 | No | No | No | Yes
6528444 |  | Active | RHEEM |  | PRO+G50-40N RH67 PD | Natural Gas | Storage | High Usage | 79 |  | 0.69 | 50 | 48 | 40 |  | 77 | No | No | No | Yes
200094401 | 8106207 | Active | JETGLAS |  | RG2F50S*N | Natural Gas | Storage | High Usage | 76 |  | 0.68 | 50 | 48 | 38 |  | 79 | No | No | No | Yes
200094457 | 8106353 | Active | JETGLAS |  | LG2PDV50H60*N | Natural Gas | Storage | High Usage | 103 |  | 0.68 | 48 | 46 | 60 |  | 77 | No | No | No | Yes
205135033 |  | Active | BRADFORD WHITE |  | URG2PV40T*N19 | Natural Gas | Storage | High Usage | 78 |  | 0.72 | 40 | 38 | 40 |  | 79 | No | No | No | Yes
206750319 |  | Active | RHEEM |  | D RP50S-40E2 | Natural Gas | Storage | High Usage | 78 |  | 0.69 | 50 | 48 | 40 |  | 77 | No | No | No | Yes
206750832 |  | Active | RHEEM |  | PROG50S-36N CN67 PV | Natural Gas | Storage | High Usage | 78 |  | 0.7 | 50 | 48 | 36 |  | 79 | No | No | No | Yes
206842720 |  | Active | RELIANCE WATER HEATERS |  | 9-50-GKFS 1** | Natural Gas | Storage | High Usage | 78 |  | 0.69 | 50 | 49 | 40 |  | 79 | No | No | No | Yes
206860758 |  | Active | LOCHINVAR |  | UPDN05040Z 1** | Natural Gas | Storage | High Usage | 75 |  | 0.7 | 50 | 48 | 40 |  | 79 | No | No | No | Yes
216800225 |  | Active | RUUD |  | PRO+G50S-40N CD67 PD | Natural Gas | Storage | High Usage | 78 |  | 0.69 | 50 | 48 | 40 |  | 77 | No | No | No
206861425 |  | Active | LOCHINVAR |  | PVN05040Z 2** | Natural Gas | Storage | High Usage | 79 |  | 0.72 | 50 | 49 | 40 |  | 80 | No | No | No | Yes
206861810 |  | Active | RELIANCE WATER HEATERS |  | 6-50-YRVIT 2** | Natural Gas | Storage | High Usage | 97 |  | 0.72 | 50 | 48 | 50 |  | 81 | No | No | No | Yes
206902234 |  | Active | AMERICAN |  | PDVG62-50T62-NV 3** | Natural Gas | Storage | High Usage | 118 |  | 0.73 | 50 | 48 | 62 |  | 82 | No | No | No | Yes
207475564 |  | Active | Envirosense Reliance Home Comfort |  | ENV-50N-RHC 1** | Natural Gas | Storage | High Usage | 118 |  | 0.9 | 50 | 49 | 65 |  | 92 | Yes | Yes | No | Yes
207616326 |  | Active | JOHN WOOD |  | PV50HIN 2** | Natural Gas | Storage | High Usage | 119 |  | 0.73 | 50 | 50 | 62 |  | 82 | No | No | No | Yes
210605697 |  | Active | RHEEM |  | XG40S12UHN50* | Natural Gas | Storage | High Usage | 88 |  | 0.9 | 40 | 40 | 50 |  | 97 | Yes | Yes | No | Yes
213307156 |  | Active | RHEEM |  | XG40T09UHN50U0 | Natural Gas | Storage | High Usage | 88 |  | 0.9 | 40 | 40 | 50 |  | 97 | Yes | Yes | No | Yes
215877081 |  | Active | GE | RealMax | CG50T**AYV01 | Natural Gas | Storage | High Usage | 82 |  | 0.68 | 50 | 50 | 42 |  | 77 | No | No | No
5609873 |  | Production Stopped | RHEEM |  | RHE50 | Natural Gas | Storage | High Usage | 87 |  | 0.8 | 48 | 46 | 40 |  | 89 | No | No | No | Yes
7002038 |  | Active | RHEEM |  | XG40T06PV40U0 | Natural Gas | Storage | High Usage | 79 |  | 0.7 | 40 | 38 | 40 |  | 76 | No | No | No | Yes
205134947 |  | Active | BRADFORD WHITE |  | RG2PV50S*N19 | Natural Gas | Storage | High Usage | 78 |  | 0.72 | 50 | 48 | 40 |  | 80 | No | No | No | Yes
206628533 |  | Production Stopped | STATE |  | GS6-40-BDHT 1** | Natural Gas | Storage | High Usage | 82 |  | 0.68 | 40 | 38 | 40 |  | 75 | No | No | No | Yes
206842690 |  | Active | AMERICAN |  | FDG6250T403NVR 1** | Natural Gas | Storage | High Usage | 84 |  | 0.69 | 50 | 48 | 40 |  | 80 | No | No | No | Yes
206843216 |  | Production Stopped | RELIANCE WATER HEATERS |  | 6-40-UBVIT 1** | Natural Gas | Storage | High Usage | 76 |  | 0.7 | 40 | 38 | 42 |  | 77 | No | No | No | Yes
206861633 |  | Active | RELIANCE WATER HEATERS |  | 6-40-YRVIT 2** | Natural Gas | Storage | High Usage | 87 |  | 0.7 | 40 | 38 | 50 |  | 78 | No | No | No | Yes
206902215 |  | Active | A. O. SMITH |  | GPDT-50L 3** | Natural Gas | Storage | High Usage | 79 |  | 0.72 | 50 | 48 | 45 |  | 79 | No | No | No | Yes
207471179 |  | Active | A. O. SMITH |  | GC6-PS5065*V 1** | Natural Gas | Storage | High Usage | 118 |  | 0.9 | 50 | 49 | 65 |  | 92 | Yes | Yes | No | Yes
207616311 |  | Active | JOHN WOOD |  | PV50NM 2** | Natural Gas | Storage | High Usage | 79 |  | 0.72 | 50 | 49 | 40 |  | 80 | No | No | No | Yes
208157148 |  | Active | BRADFORD WHITE |  | LG2PV50H65*N** | Natural Gas | Storage | High Usage | 116 |  | 0.68 | 48 | 46 | 65 |  | 79 | No | No | No | Yes
213286790 |  | Active | LOCHINVAR |  | UPNV04040 1** | Natural Gas | Storage | High Usage | 91 |  | 0.73 | 40 | 38 | 42 |  | 78 | No | No | No | Yes
214796717 |  | Active | FRIEDRICH |  | 6PROG 50-40N FD67 PDV | Natural Gas | Storage | High Usage | 82 |  | 0.69 | 50 | 47 | 40 |  | 81 | No | No | No | Yes
4663104 |  | Active | RICHMOND |  | 6G50-40E2 | Natural Gas | Storage | High Usage | 79 |  | 0.69 | 50 | 48 | 40 |  | 77 | No | No | No | Yes
6582062 |  | Active | RUUD |  | PROG50-42N RU67 PV | Natural Gas | Storage | High Usage | 78 |  | 0.68 | 50 | 48 | 42 |  | 75 | No | No | No | Yes
200094447 | 8106345 | Active | JETGLAS |  | RG2PDV50S*N | Natural Gas | Storage | High Usage | 80 |  | 0.68 | 50 | 48 | 40 |  | 79 | No | No | No | Yes
205134943 |  | Active | BRADFORD WHITE |  | RG1PV40S*N19 | Natural Gas | Storage | High Usage | 75 |  | 0.68 | 40 | 38 | 40 |  | 79 | No | No | No | Yes
206350513 |  | Production Stopped | A. O. SMITH |  | G12-CADT4040NV 1** | Natural Gas | Storage | High Usage | 82 |  | 0.68 | 40 | 38 | 40 |  | 75 | No | No | No | Yes
206750873 |  | Active | RHEEM |  | PRO+G50T-40N CN67 PDV | Natural Gas | Storage | High Usage | 82 |  | 0.69 | 50 | 47 | 40 |  | 81 | No | No | No | Yes
206843212 |  | Production Stopped | AMERICAN |  | UPVG6240T42NV 1** | Natural Gas | Storage | High Usage | 76 |  | 0.7 | 40 | 38 | 42 |  | 77 | No | No | No | Yes
206861625 |  | Active | AMERICAN |  | PVG6240T50NVS 2** | Natural Gas | Storage | High Usage | 87 |  | 0.7 | 40 | 38 | 50 |  | 78 | No | No | No | Yes
206862005 |  | Active | STATE |  | GS6-50-YRVHSL 2** | Natural Gas | Storage | High Usage | 119 |  | 0.73 | 50 | 50 | 62 |  | 82 | No | No | No | Yes
207471175 |  | Active | A. O. SMITH |  | GPCC-40L 1** | Natural Gas | Storage | High Usage | 86 |  | 0.9 | 40 | 38 | 50 |  | 91 | Yes | Yes | No | Yes
207616299 |  | Active | JOHN WOOD |  | PDV50HIN 3** | Natural Gas | Storage | High Usage | 118 |  | 0.73 | 50 | 48 | 62 |  | 82 | No | No | No | Yes
207616334 |  | Active | GSW WATER HEATERS |  | G850S62N-PV-ES2 2** | Natural Gas | Storage | High Usage | 119 |  | 0.73 | 50 | 50 | 62 |  | 82 | No | No | No | Yes
212818914 |  | Active | RUUD |  | PROG50T-40N CD67 PDV | Natural Gas | Storage | High Usage | 82 |  | 0.69 | 50 | 50 | 40 |  | 81 | No | No | No | No
213307518 |  | Active | RICHMOND |  | 9GUH40-50FN | Natural Gas | Storage | High Usage | 88 |  | 0.9 | 40 | 40 | 50 |  | 97 | Yes | Yes | No | Yes
5609885 |  | Production Stopped | RICHMOND |  | 6RHE50 | Natural Gas | Storage | High Usage | 87 |  | 0.8 | 48 | 46 | 40 |  | 89 | No | No | No | Yes
8238487 |  | Active | RHEEM |  | XG50S12DM40C0 | Natural Gas | Storage | High Usage | 78 |  | 0.69 | 50 | 48 | 40 |  | 77 | No | No | No | Yes
205135019 |  | Active | JETGLAS |  | RG1PV50S*N19 | Natural Gas | Storage | High Usage | 78 |  | 0.69 | 50 | 48 | 40 |  | 79 | No | No | No | Yes
206628651 |  | Production Stopped | STATE |  | GS6-50-BDHT 1** | Natural Gas | Storage | High Usage | 75 |  | 0.68 | 50 | 48 | 40 |  | 75 | No | No | No | Yes
206842695 |  | Active | RELIANCE WATER HEATERS |  | 6-50-GBFT 1** | Natural Gas | Storage | High Usage | 84 |  | 0.69 | 50 | 48 | 40 |  | 80 | No | No | No | Yes
206860587 |  | Active | A. O. SMITH |  | UPDN04040Z 1** | Natural Gas | Storage | High Usage | 75 |  | 0.7 | 40 | 38 | 40 |  | 77 | No | No | No | Yes
206861781 |  | Active | A. O. SMITH |  | GPVT-50 2** | Natural Gas | Storage | High Usage | 97 |  | 0.72 | 50 | 48 | 50 |  | 81 | No | No | No | Yes
206902219 |  | Active | AMERICAN |  | PDVG62-50T45-NVL 3** | Natural Gas | Storage | High Usage | 79 |  | 0.72 | 50 | 48 | 45 |  | 79 | No | No | No | Yes
207471182 |  | Active | RELIANCE WATER HEATERS |  | 6-50-*XPCS 1** | Natural Gas | Storage | High Usage | 118 |  | 0.9 | 50 | 49 | 65 |  | 92 | Yes | Yes | No | Yes
207616317 |  | Active | GSW WATER HEATERS |  | G850S40N-PV-ES2 2** | Natural Gas | Storage | High Usage | 79 |  | 0.72 | 50 | 49 | 40 |  | 80 | No | No | No | Yes
208157153 |  | Active | BRADFORD WHITE |  | ULG2PV50H56*N** | Natural Gas | Storage | High Usage | 107 |  | 0.68 | 48 | 46 | 56 |  | 78 | No | No | No | Yes
213286793 |  | Active | A. O. SMITH |  | GPVNT-50 1** | Natural Gas | Storage | High Usage | 85 |  | 0.72 | 50 | 48 | 42 |  | 78 | No | No | No | Yes
214796738 |  | Active | FRIEDRICH |  | 12PROG 50-50U FD HE EC3 | Natural Gas | Storage | High Usage | 95 |  | 0.88 | 50 | 50 | 50 |  | 94 | Yes | Yes | No | Yes
4648397 |  | Active | RICHMOND |  | 6G50S-40E2 | Natural Gas | Storage | High Usage | 78 |  | 0.69 | 50 | 48 | 40 |  | 77 | No | No | No | Yes
6563883 |  | Active | RUUD |  | PRO+G50-40N RU67 PD | Natural Gas | Storage | High Usage | 79 |  | 0.69 | 50 | 48 | 40 |  | 77 | No | No | No | Yes
200094444 | 8106344 | Active | BRADFORD WHITE |  | URG2PDV40S*N | Natural Gas | Storage | High Usage | 75 |  | 0.7 | 40 | 38 | 40 |  | 78 | No | No | No | Yes
200094462 | 8106426 | Active | BRADFORD WHITE |  | ULG2PDV50H50*N | Natural Gas | Storage | High Usage | 82 |  | 0.68 | 48 | 46 | 50 |  | 76 | No | No | No | Yes
205135036 |  | Active | JETGLAS |  | URG1PV50S*N19 | Natural Gas | Storage | High Usage | 78 |  | 0.69 | 50 | 48 | 40 |  | 79 | No | No | No | Yes
206750324 |  | Active | RICHMOND |  | 6CG50S-40E2 | Natural Gas | Storage | High Usage | 78 |  | 0.69 | 50 | 48 | 40 |  | 77 | No | No | No | Yes
206750869 |  | Active | RHEEM |  | DE PDV50-40 | Natural Gas | Storage | High Usage | 82 |  | 0.69 | 50 | 47 | 40 |  | 81 | No | No | No | Yes
206842727 |  | Active | AMERICAN |  | GUF-62-50T40 1** | Natural Gas | Storage | High Usage | 83 |  | 0.7 | 50 | 48 | 40 |  | 73 | No | No | No | Yes
206861420 |  | Active | A. O. SMITH |  | G6-PVS5040NV 2** | Natural Gas | Storage | High Usage | 79 |  | 0.72 | 50 | 49 | 40 |  | 80 | No | No | No | Yes
206861591 |  | Active | A. O. SMITH |  | GPVT-40 2** | Natural Gas | Storage | High Usage | 87 |  | 0.7 | 40 | 38 | 50 |  | 78 | No | No | No | Yes
206861959 |  | Active | A. O. SMITH |  | GPVX-50L 2** | Natural Gas | Storage | High Usage | 119 |  | 0.73 | 50 | 50 | 62 |  | 82 | No | No | No | Yes
207471140 |  | Active | A. O. SMITH |  | GPCT-40L 1** | Natural Gas | Storage | High Usage | 86 |  | 0.9 | 40 | 38 | 50 |  | 91 | Yes | Yes | No | Yes
207616289 |  | Active | JOHN WOOD |  | PDV50N 3** | Natural Gas | Storage | High Usage | 79 |  | 0.72 | 50 | 48 | 45 |  | 79 | No | No | No | Yes
207616329 |  | Active | JOHN WOOD |  | PV50HIPM 2** | Natural Gas | Storage | High Usage | 119 |  | 0.73 | 50 | 50 | 62 |  | 82 | No | No | No | Yes
210605705 |  | Active | RHEEM |  | ECE G50-50U CN HE* | Natural Gas | Storage | High Usage | 95 |  | 0.88 | 50 | 50 | 50 |  | 94 | Yes | Yes | No | Yes
213307511 |  | Active | RHEEM |  | PRO+G50-50U RH HE EC1 | Natural Gas | Storage | High Usage | 95 |  | 0.88 | 50 | 50 | 50 |  | 94 | Yes | Yes | No | Yes
5609881 |  | Production Stopped | RUUD |  | PHE50 | Natural Gas | Storage | High Usage | 87 |  | 0.8 | 48 | 46 | 40 |  | 89 | No | No | No | Yes
7002043 |  | Active | RHEEM |  | XG50T12DM40U0 | Natural Gas | Storage | High Usage | 79 |  | 0.69 | 50 | 48 | 40 |  | 77 | No | No | No | Yes
205135018 |  | Active | JETGLAS |  | RG1PV40S*N19 | Natural Gas | Storage | High Usage | 75 |  | 0.68 | 40 | 38 | 40 |  | 79 | No | No | No | Yes
206628649 |  | Production Stopped | RELIANCE WATER HEATERS |  | 6-50-NDHT 1** | Natural Gas | Storage | High Usage | 75 |  | 0.68 | 50 | 48 | 40 |  | 75 | No | No | No | Yes
206842693 |  | Active | LOCHINVAR |  | LTN05040ES 1** | Natural Gas | Storage | High Usage | 84 |  | 0.69 | 50 | 48 | 40 |  | 80 | No | No | No | Yes
206860541 |  | Active | A. O. SMITH |  | GPDNL-40 1** | Natural Gas | Storage | High Usage | 75 |  | 0.7 | 40 | 38 | 40 |  | 77 | No | No | No | Yes
206861636 |  | Active | STATE |  | GS6-40-YRVITL 2** | Natural Gas | Storage | High Usage | 87 |  | 0.7 | 40 | 38 | 50 |  | 78 | No | No | No | Yes
206902218 |  | Active | AMERICAN |  | PDVG62-50T45-NV 3** | Natural Gas | Storage | High Usage | 79 |  | 0.72 | 50 | 48 | 45 |  | 79 | No | No | No | Yes
207471181 |  | Active | AMERICAN |  | PCG62-50S65L 1** | Natural Gas | Storage | High Usage | 118 |  | 0.9 | 50 | 49 | 65 |  | 92 | Yes | Yes | No | Yes
207616315 |  | Active | GSW WATER HEATERS |  | G650S40N-PV-ES2 2** | Natural Gas | Storage | High Usage | 79 |  | 0.72 | 50 | 49 | 40 |  | 80 | No | No | No | Yes
208157152 |  | Active | JETGLAS |  | URG2PV50H*N** | Natural Gas | Storage | High Usage | 107 |  | 0.68 | 48 | 46 | 56 |  | 78 | No | No | No | Yes
213286792 |  | Active | STATE |  | GS6-40-UBPVT 1** | Natural Gas | Storage | High Usage | 91 |  | 0.73 | 40 | 38 | 42 |  | 78 | No | No | No | Yes
214796737 |  | Active | FRIEDRICH |  | 12PROG 40-50U FD HE EC3 | Natural Gas | Storage | High Usage | 88 |  | 0.9 | 40 | 40 | 50 |  | 97 | Yes | Yes | No | Yes
4648425 |  | Active | RICHMOND |  | 6GR50PVE2-42 | Natural Gas | Storage | High Usage | 78 |  | 0.68 | 50 | 48 | 42 |  | 75 | No | No | No | Yes
6582059 |  | Active | RUUD |  | PROG40-40N RU67 PV | Natural Gas | Storage | High Usage | 79 |  | 0.7 | 40 | 38 | 40 |  | 76 | No | No | No | Yes
200094446 | 8106345 | Active | BRADFORD WHITE |  | RG2PDV50S*N | Natural Gas | Storage | High Usage | 80 |  | 0.68 | 50 | 48 | 40 |  | 79 | No | No | No | Yes
203424735 |  | Active | RHEEM |  | XG50S06PV36U0 | Natural Gas | Storage | High Usage | 78 |  | 0.7 | 50 | 48 | 36 |  | 79 | No | No | No | Yes
205135038 |  | Active | JETGLAS |  | URG2PV50T*N19 | Natural Gas | Storage | High Usage | 75 |  | 0.72 | 50 | 48 | 40 |  | 80 | No | No | No | Yes
206750871 |  | Active | RHEEM |  | PROG50T-40N CN67 PDV | Natural Gas | Storage | High Usage | 82 |  | 0.69 | 50 | 47 | 40 |  | 81 | No | No | No | Yes
206842729 |  | Active | STATE |  | GS6-50-BFUT 1** | Natural Gas | Storage | High Usage | 83 |  | 0.7 | 50 | 48 | 40 |  | 73 | No | No | No | Yes
206861621 |  | Active | A. O. SMITH |  | G6-PVT4050NV 2** | Natural Gas | Storage | High Usage | 87 |  | 0.7 | 40 | 38 | 50 |  | 78 | No | No | No | Yes
206862004 |  | Active | LOCHINVAR |  | PVN05065ST 2** | Natural Gas | Storage | High Usage | 119 |  | 0.73 | 50 | 50 | 62 |  | 82 | No | No | No | Yes
207471174 |  | Active | A. O. SMITH |  | GC6-PS4050*V 1** | Natural Gas | Storage | High Usage | 86 |  | 0.9 | 40 | 38 | 50 |  | 91 | Yes | Yes | No | Yes
207616293 |  | Active | GSW WATER HEATERS |  | G850S45N-PDV-ES2 3** | Natural Gas | Storage | High Usage | 79 |  | 0.72 | 50 | 48 | 45 |  | 79 | No | No | No | Yes
207616332 |  | Active | GSW WATER HEATERS |  | G650S62N-PV-ES2 2** | Natural Gas | Storage | High Usage | 119 |  | 0.73 | 50 | 50 | 62 |  | 82 | No | No | No | Yes
212818910 |  | Active | RUUD |  | PROG50S-36N CD67 PV | Natural Gas | Storage | High Usage | 78 |  | 0.7 | 50 | 50 | 36 |  | 79 | No | No | No | No
213307516 |  | Active | RUUD |  | PRO+G40-50U RU HE EC1 | Natural Gas | Storage | High Usage | 88 |  | 0.9 | 40 | 40 | 50 |  | 97 | Yes | Yes | No | Yes
6528414 |  | Active | RHEEM |  | PRO+G50-50N RH67 PD | Natural Gas | Storage | High Usage | 84 |  | 0.69 | 50 | 48 | 50 |  | 79 | No | No | No | Yes
200094400 | 8106207 | Active | BRADFORD WHITE |  | RG2F50S*N | Natural Gas | Storage | High Usage | 76 |  | 0.68 | 50 | 48 | 38 |  | 79 | No | No | No | Yes
200094456 | 8106353 | Active | BRADFORD WHITE |  | LG2PDV50H60*N | Natural Gas | Storage | High Usage | 103 |  | 0.68 | 48 | 46 | 60 |  | 77 | No | No | No | Yes
205135032 |  | Active | BRADFORD WHITE |  | URG1PV50S*N19 | Natural Gas | Storage | High Usage | 78 |  | 0.69 | 50 | 48 | 40 |  | 79 | No | No | No | Yes
206733579 |  | Active | RHEEM |  | RC RP180E2 | Natural Gas | Storage | High Usage | 79 |  | 0.69 | 50 | 48 | 40 |  | 77 | No | No | No | Yes
206750830 |  | Active | RHEEM |  | RC PVS180E2 | Natural Gas | Storage | High Usage | 78 |  | 0.7 | 50 | 48 | 36 |  | 79 | No | No | No | Yes
206842719 |  | Active | RELIANCE WATER HEATERS |  | 6-50-GBFS 1** | Natural Gas | Storage | High Usage | 78 |  | 0.69 | 50 | 49 | 40 |  | 79 | No | No | No | Yes
206860757 |  | Active | A. O. SMITH |  | UPDN05040 1** | Natural Gas | Storage | High Usage | 75 |  | 0.7 | 50 | 48 | 40 |  | 79 | No | No | No | Yes
215877082 |  | Active | GE | RealMax | CG40T**AYV01 | Natural Gas | Storage | High Usage | 82 |  | 0.68 | 40 | 40 | 42 |  | 77 | No | No | No
206861424 |  | Active | LOCHINVAR |  | PVN05040 2** | Natural Gas | Storage | High Usage | 79 |  | 0.72 | 50 | 49 | 40 |  | 80 | No | No | No | Yes
206861807 |  | Active | LOCHINVAR |  | PVN05050ST 2** | Natural Gas | Storage | High Usage | 97 |  | 0.72 | 50 | 48 | 50 |  | 81 | No | No | No | Yes
206902232 |  | Active | A. O. SMITH |  | GPDX-50L 3** | Natural Gas | Storage | High Usage | 118 |  | 0.73 | 50 | 48 | 62 |  | 82 | No | No | No | Yes
207475563 |  | Active | Envirosense Enercare |  | ENV-50N-ENER 1** | Natural Gas | Storage | High Usage | 118 |  | 0.9 | 50 | 49 | 65 |  | 92 | Yes | Yes | No | Yes
207616324 |  | Active | GSW WATER HEATERS |  | G650T50N-PV-ES2 2** | Natural Gas | Storage | High Usage | 97 |  | 0.72 | 50 | 48 | 50 |  | 81 | No | No | No | Yes
209431174 |  | Active | JETGLAS |  | URG2D50S*N | Natural Gas | Storage | High Usage | 81 |  | 0.68 | 50 | 47 | 40 |  | 79 | No | No | No | Yes
213307154 |  | Active | RHEEM |  | PRO+G40-50U RH HE EC1 | Natural Gas | Storage | High Usage | 88 |  | 0.9 | 40 | 40 | 50 |  | 97 | Yes | Yes | No | Yes
215876307 |  | Active | GE | RealMax | GG40T**AYV01 | Natural Gas | Storage | High Usage | 82 |  | 0.68 | 40 | 40 | 42 |  | 77 | No | No | No | Yes
6521084 |  | Active | RHEEM |  | PROG50-40N RH67 PDV | Natural Gas | Storage | High Usage | 82 |  | 0.69 | 50 | 47 | 40 |  | 81 | No | No | No | Yes
200094397 | 8106204 | Active | JETGLAS |  | RG2F40S*N | Natural Gas | Storage | High Usage | 75 |  | 0.7 | 40 | 38 | 38 |  | 80 | No | No | No | Yes
200094453 | 8106348 | Active | JETGLAS |  | RG2PDV50H*N | Natural Gas | Storage | High Usage | 103 |  | 0.68 | 48 | 46 | 60 |  | 77 | No | No | No | Yes
205135031 |  | Active | BRADFORD WHITE |  | URG1PV40S*N19 | Natural Gas | Storage | High Usage | 75 |  | 0.68 | 40 | 38 | 40 |  | 79 | No | No | No | Yes
206733578 |  | Active | RHEEM |  | D RP50-40E2 | Natural Gas | Storage | High Usage | 79 |  | 0.69 | 50 | 48 | 40 |  | 77 | No | No | No | Yes
206750829 |  | Active | RHEEM |  | XG50S06PV36C0 | Natural Gas | Storage | High Usage | 78 |  | 0.7 | 50 | 48 | 36 |  | 79 | No | No | No | Yes
206842718 |  | Active | AMERICAN |  | FDG6250S403NOV 1** | Natural Gas | Storage | High Usage | 78 |  | 0.69 | 50 | 49 | 40 |  | 79 | No | No | No | Yes
206860756 |  | Active | A. O. SMITH |  | UPDVG62-50T40 1** | Natural Gas | Storage | High Usage | 75 |  | 0.7 | 50 | 48 | 40 |  | 79 | No | No | No | Yes
206861422 |  | Active | AMERICAN |  | PVG62-50S40-NVS 2** | Natural Gas | Storage | High Usage | 79 |  | 0.72 | 50 | 49 | 40 |  | 80 | No | No | No | Yes
206861806 |  | Active | LOCHINVAR |  | PVN05050 2** | Natural Gas | Storage | High Usage | 97 |  | 0.72 | 50 | 48 | 50 |  | 81 | No | No | No | Yes
206902230 |  | Active | RELIANCE WATER HEATERS |  | 6-50-YBPDT 3** | Natural Gas | Storage | High Usage | 79 |  | 0.72 | 50 | 48 | 45 |  | 79 | No | No | No | Yes
207475562 |  | Active | Envirosense |  | ENV-50N 1** | Natural Gas | Storage | High Usage | 118 |  | 0.9 | 50 | 49 | 65 |  | 92 | Yes | Yes | No | Yes
207616323 |  | Active | JOHN WOOD |  | PV50TP 2** | Natural Gas | Storage | High Usage | 97 |  | 0.72 | 50 | 48 | 50 |  | 81 | No | No | No | Yes
209403956 |  | Active | RUUD |  | PROG50-42N RU PV AX | Natural Gas | Storage | High Usage | 78 |  | 0.68 | 50 | 48 | 42 |  | 75 | No | No | No | Yes
213286798 |  | Active | STATE |  | GS6-50-UBPVT 1** | Natural Gas | Storage | High Usage | 85 |  | 0.72 | 50 | 48 | 42 |  | 78 | No | No | No | Yes
215876306 |  | Active | GE | RealMax | GG50T**AYV01 | Natural Gas | Storage | High Usage | 82 |  | 0.68 | 50 | 50 | 42 |  | 77 | No | No | No | Yes
4648423 |  | Active | RICHMOND |  | 6GR40PVE2-40 | Natural Gas | Storage | High Usage | 79 |  | 0.7 | 40 | 38 | 40 |  | 76 | No | No | No | Yes
6563884 |  | Active | RUUD |  | PRO+G50S-40N RU67 PD | Natural Gas | Storage | High Usage | 78 |  | 0.69 | 50 | 48 | 40 |  | 77 | No | No | No | Yes
200094445 | 8106344 | Active | JETGLAS |  | URG2PDV40S*N | Natural Gas | Storage | High Usage | 75 |  | 0.7 | 40 | 38 | 40 |  | 78 | No | No | No | Yes
200094463 | 8106426 | Active | JETGLAS |  | ULG2PDV50H50*N | Natural Gas | Storage | High Usage | 82 |  | 0.68 | 48 | 46 | 50 |  | 76 | No | No | No | Yes
205135037 |  | Active | JETGLAS |  | URG2PV40T*N19 | Natural Gas | Storage | High Usage | 78 |  | 0.72 | 40 | 38 | 40 |  | 79 | No | No | No | Yes
206750326 |  | Active | RICHMOND |  | 9CG50S-40E2 | Natural Gas | Storage | High Usage | 78 |  | 0.69 | 50 | 48 | 40 |  | 77 | No | No | No | Yes
206750870 |  | Active | RHEEM |  | XG50T06PD40C0 | Natural Gas | Storage | High Usage | 82 |  | 0.69 | 50 | 47 | 40 |  | 81 | No | No | No | Yes
206842728 |  | Active | RELIANCE WATER HEATERS |  | 6-50-UNBFT 1** | Natural Gas | Storage | High Usage | 83 |  | 0.7 | 50 | 48 | 40 |  | 73 | No | No | No | Yes
206861620 |  | Active | A. O. SMITH |  | GPVT-40L 2** | Natural Gas | Storage | High Usage | 87 |  | 0.7 | 40 | 38 | 50 |  | 78 | No | No | No | Yes
206862001 |  | Active | AMERICAN |  | PVG6250S62NVS 2** | Natural Gas | Storage | High Usage | 119 |  | 0.73 | 50 | 50 | 62 |  | 82 | No | No | No | Yes
207471141 |  | Active | A. O. SMITH |  | GPCX-50L 1** | Natural Gas | Storage | High Usage | 118 |  | 0.9 | 50 | 49 | 65 |  | 92 | Yes | Yes | No | Yes
207616291 |  | Active | GSW WATER HEATERS |  | G650S45N-PDV-ES2 3** | Natural Gas | Storage | High Usage | 79 |  | 0.72 | 50 | 48 | 45 |  | 79 | No | No | No | Yes
207616330 |  | Active | A. O. SMITH |  | HPVX 50L 2** | Natural Gas | Storage | High Usage | 119 |  | 0.73 | 50 | 50 | 62 |  | 82 | No | No | No | Yes
211876560 |  | Active | RICHMOND |  | 6CG50T-40N CN67 PDV | Natural Gas | Storage | High Usage | 82 |  | 0.69 | 50 | 47 | 40 |  | 81 | No | No | No | Yes
213307513 |  | Active | RHEEM |  | XG50T09UHN50U0 | Natural Gas | Storage | High Usage | 95 |  | 0.88 | 50 | 50 | 50 |  | 94 | Yes | Yes | No | Yes
5536892 |  | Active | RICHMOND |  | 6GR50SPVE2-36 | Natural Gas | Storage | High Usage | 78 |  | 0.7 | 50 | 48 | 36 |  | 79 | No | No | No | Yes
7002035 |  | Production Stopped | RHEEM |  | XG50S12DM40U0 | Natural Gas | Storage | High Usage | 78 |  | 0.69 | 50 | 48 | 40 |  | 77 | No | No | No | Yes
205134946 |  | Active | BRADFORD WHITE |  | RG2PV40T*N19 | Natural Gas | Storage | High Usage | 78 |  | 0.72 | 40 | 38 | 40 |  | 79 | No | No | No | Yes
206628532 |  | Production Stopped | RELIANCE WATER HEATERS |  | 6-40-NDHT 1** | Natural Gas | Storage | High Usage | 82 |  | 0.68 | 40 | 38 | 40 |  | 75 | No | No | No | Yes
206842688 |  | Active | A. O. SMITH |  | G12-FDT5040NVR 1** | Natural Gas | Storage | High Usage | 84 |  | 0.69 | 50 | 48 | 40 |  | 80 | No | No | No | Yes
206843215 |  | Production Stopped | LOCHINVAR |  | UPN04040ES 1** | Natural Gas | Storage | High Usage | 76 |  | 0.7 | 40 | 38 | 42 |  | 77 | No | No | No | Yes
206861630 |  | Active | LOCHINVAR |  | PVN04050ST 2** | Natural Gas | Storage | High Usage | 87 |  | 0.7 | 40 | 38 | 50 |  | 78 | No | No | No | Yes
206902213 |  | Active | A. O. SMITH |  | GPDT-50 3** | Natural Gas | Storage | High Usage | 79 |  | 0.72 | 50 | 48 | 45 |  | 79 | No | No | No | Yes
207471178 |  | Active | STATE |  | GP6-40-*RPCSL 1** | Natural Gas | Storage | High Usage | 86 |  | 0.9 | 40 | 38 | 50 |  | 91 | Yes | Yes | No | Yes
207616309 |  | Active | JOHN WOOD |  | PV50N 2** | Natural Gas | Storage | High Usage | 79 |  | 0.72 | 50 | 49 | 40 |  | 80 | No | No | No | Yes
208157146 |  | Active | JETGLAS |  | RG2PV50H*N** | Natural Gas | Storage | High Usage | 116 |  | 0.68 | 48 | 46 | 65 |  | 79 | No | No | No | Yes
213286789 |  | Active | AMERICAN |  | UPG62-40T42NV 1** | Natural Gas | Storage | High Usage | 91 |  | 0.73 | 40 | 38 | 42 |  | 78 | No | No | No | Yes
214796703 |  | Active | FRIEDRICH |  | 6PROG 50S-36N FD67 PV | Natural Gas | Storage | High Usage | 78 |  | 0.7 | 50 | 48 | 36 |  | 79 | No | No | No | Yes
6503988 |  | Active | RICHMOND |  | 9G50S-40E2 | Natural Gas | Storage | High Usage | 78 |  | 0.69 | 50 | 48 | 40 |  | 77 | No | No | No | Yes
9963146 |  | Active | BRADFORD WHITE |  | URG2D50S*N | Natural Gas | Storage | High Usage | 81 |  | 0.68 | 50 | 47 | 40 |  | 79 | No | No | No | Yes
205135020 |  | Active | JETGLAS |  | RG2PV40S*N19 | Natural Gas | Storage | High Usage | 75 |  | 0.72 | 40 | 38 | 40 |  | 80 | No | No | No | Yes
206733569 |  | Active | RHEEM |  | PROG50T-40N CN67 PD | Natural Gas | Storage | High Usage | 79 |  | 0.69 | 50 | 48 | 40 |  | 77 | No | No | No | Yes
206842696 |  | Active | RELIANCE WATER HEATERS |  | 9-50-GKFT 1** | Natural Gas | Storage | High Usage | 84 |  | 0.69 | 50 | 48 | 40 |  | 80 | No | No | No | Yes
206860588 |  | Active | AMERICAN |  | UPDVG62-40S40 1** | Natural Gas | Storage | High Usage | 75 |  | 0.7 | 40 | 38 | 40 |  | 77 | No | No | No | Yes
206861797 |  | Active | A. O. SMITH |  | GPVT-50L 2** | Natural Gas | Storage | High Usage | 97 |  | 0.72 | 50 | 48 | 50 |  | 81 | No | No | No | Yes
206902224 |  | Active | LOCHINVAR |  | PRN05045ES 3** | Natural Gas | Storage | High Usage | 79 |  | 0.72 | 50 | 48 | 45 |  | 79 | No | No | No | Yes
207471183 |  | Active | STATE |  | GP6-50-*XPCSL 1** | Natural Gas | Storage | High Usage | 118 |  | 0.9 | 50 | 49 | 65 |  | 92 | Yes | Yes | No | Yes
207616318 |  | Active | JOHN WOOD |  | PV40TN 2** | Natural Gas | Storage | High Usage | 87 |  | 0.7 | 40 | 38 | 50 |  | 78 | No | No | No | Yes
208157154 |  | Active | JETGLAS |  | ULG2PV50H56*N** | Natural Gas | Storage | High Usage | 107 |  | 0.68 | 48 | 46 | 56 |  | 78 | No | No | No | Yes
213286794 |  | Active | A. O. SMITH |  | G6-UPT5040NV 1** | Natural Gas | Storage | High Usage | 85 |  | 0.72 | 50 | 48 | 42 |  | 78 | No | No | No | Yes
214796748 |  | Active | FRIEDRICH |  | 8PROG 40-50U FD HE EC1 | Natural Gas | Storage | High Usage | 88 |  | 0.9 | 40 | 40 | 50 |  | 97 | Yes | Yes | No | Yes
4645604 |  | Active | RICHMOND |  | 6G50PDV-40 | Natural Gas | Storage | High Usage | 82 |  | 0.69 | 50 | 47 | 40 |  | 81 | No | No | No | Yes
6528550 |  | Active | RHEEM |  | PRO+G50S-40N RH67 PD | Natural Gas | Storage | High Usage | 78 |  | 0.69 | 50 | 48 | 40 |  | 77 | No | No | No | Yes
200094440 | 8106342 | Active | BRADFORD WHITE |  | RG2PDV40S*N | Natural Gas | Storage | High Usage | 75 |  | 0.7 | 40 | 38 | 40 |  | 78 | No | No | No | Yes
200094460 | 8106398 | Active | BRADFORD WHITE |  | URG2PDV50H*N | Natural Gas | Storage | High Usage | 82 |  | 0.68 | 48 | 46 | 50 |  | 76 | No | No | No | Yes
205135034 |  | Active | BRADFORD WHITE |  | URG2PV50T*N19 | Natural Gas | Storage | High Usage | 75 |  | 0.72 | 50 | 48 | 40 |  | 80 | No | No | No | Yes
206750321 |  | Active | RHEEM |  | PROG50S-40N CN67 PD | Natural Gas | Storage | High Usage | 78 |  | 0.69 | 50 | 48 | 40 |  | 77 | No | No | No | Yes
206750834 |  | Active | RHEEM |  | PRO+G50S-36N CN67 PV | Natural Gas | Storage | High Usage | 78 |  | 0.7 | 50 | 48 | 36 |  | 79 | No | No | No | Yes
206842725 |  | Active | A. O. SMITH |  | GUF-50 1** | Natural Gas | Storage | High Usage | 83 |  | 0.7 | 50 | 48 | 40 |  | 73 | No | No | No | Yes
206860759 |  | Active | STATE |  | GS6-50-UBPDT 1** | Natural Gas | Storage | High Usage | 75 |  | 0.7 | 50 | 48 | 40 |  | 79 | No | No | No | Yes
206861428 |  | Active | RELIANCE WATER HEATERS |  | 6-50-YBVIS 2** | Natural Gas | Storage | High Usage | 79 |  | 0.72 | 50 | 49 | 40 |  | 80 | No | No | No | Yes
206861812 |  | Active | STATE |  | GS6-50-YRVIT 2** | Natural Gas | Storage | High Usage | 97 |  | 0.72 | 50 | 48 | 50 |  | 81 | No | No | No | Yes
206902236 |  | Active | LOCHINVAR |  | PRN05065ESST 3** | Natural Gas | Storage | High Usage | 118 |  | 0.73 | 50 | 48 | 62 |  | 82 | No | No | No | Yes
207616226 |  | Active | JOHN WOOD |  | JW650T40N-AV-ES2 1** | Natural Gas | Storage | High Usage | 84 |  | 0.69 | 50 | 48 | 40 |  | 80 | No | No | No | Yes
207616327 |  | Active | JOHN WOOD |  | PV50HIP 2** | Natural Gas | Storage | High Usage | 119 |  | 0.73 | 50 | 50 | 62 |  | 82 | No | No | No | Yes
210605699 |  | Active | RHEEM |  | ECE G40-50U CN HE* | Natural Gas | Storage | High Usage | 88 |  | 0.9 | 40 | 40 | 50 |  | 97 | Yes | Yes | No | Yes
213307158 |  | Active | RUUD |  | PRO+G50-50U RU HE EC1 | Natural Gas | Storage | High Usage | 95 |  | 0.88 | 50 | 50 | 50 |  | 94 | Yes | Yes | No | Yes
5609877 |  | Production Stopped | ECOSENSE |  | ECORHE50 | Natural Gas | Storage | High Usage | 87 |  | 0.8 | 48 | 46 | 40 |  | 89 | No | No | No | Yes
7002040 |  | Active | RHEEM |  | XG50T06PV42U0 | Natural Gas | Storage | High Usage | 78 |  | 0.68 | 50 | 48 | 42 |  | 75 | No | No | No | Yes
205134948 |  | Active | BRADFORD WHITE |  | RG2PV50T*N19 | Natural Gas | Storage | High Usage | 75 |  | 0.72 | 50 | 48 | 40 |  | 80 | No | No | No | Yes
206628648 |  | Production Stopped | A. O. SMITH |  | GCD-50 1** | Natural Gas | Storage | High Usage | 75 |  | 0.68 | 50 | 48 | 40 |  | 75 | No | No | No | Yes
206842691 |  | Active | AMERICAN |  | FDG2F5040T3NVR 1** | Natural Gas | Storage | High Usage | 84 |  | 0.69 | 50 | 48 | 40 |  | 80 | No | No | No | Yes
206843217 |  | Production Stopped | STATE |  | GS6-40-UBVIT 1** | Natural Gas | Storage | High Usage | 76 |  | 0.7 | 40 | 38 | 42 |  | 77 | No | No | No | Yes
206861635 |  | Active | STATE |  | GS6-40-YRVIT 2** | Natural Gas | Storage | High Usage | 87 |  | 0.7 | 40 | 38 | 50 |  | 78 | No | No | No | Yes
206902217 |  | Active | A. O. SMITH |  | G6-PDT5045NV 3** | Natural Gas | Storage | High Usage | 79 |  | 0.72 | 50 | 48 | 45 |  | 79 | No | No | No | Yes
207471180 |  | Active | A. O. SMITH |  | GPCC-50L 1** | Natural Gas | Storage | High Usage | 118 |  | 0.9 | 50 | 49 | 65 |  | 92 | Yes | Yes | No | Yes
207616313 |  | Active | A. O. SMITH |  | HPVL 50 2** | Natural Gas | Storage | High Usage | 79 |  | 0.72 | 50 | 49 | 40 |  | 80 | No | No | No | Yes
208157149 |  | Active | JETGLAS |  | LG2PV50H65*N** | Natural Gas | Storage | High Usage | 116 |  | 0.68 | 48 | 46 | 65 |  | 79 | No | No | No | Yes
213286791 |  | Active | RELIANCE WATER HEATERS |  | 6-40-UBPVT 1** | Natural Gas | Storage | High Usage | 91 |  | 0.73 | 40 | 38 | 42 |  | 78 | No | No | No | Yes
214796722 |  | Active | FRIEDRICH |  | 12PROG 50-40N FD67 PD-1 | Natural Gas | Storage | High Usage | 79 |  | 0.69 | 50 | 48 | 40 |  | 77 | No | No | No | Yes
6518268 |  | Active | RHEEM |  | PROG40-40N RH67 PV | Natural Gas | Storage | High Usage | 79 |  | 0.7 | 40 | 38 | 40 |  | 76 | No | No | No | Yes
200094392 | 8105902 | Active | BRADFORD WHITE |  | RG2D50S*N | Natural Gas | Storage | High Usage | 81 |  | 0.68 | 50 | 47 | 40 |  | 79 | No | No | No | Yes
205135021 |  | Active | JETGLAS |  | RG2PV40T*N19 | Natural Gas | Storage | High Usage | 78 |  | 0.72 | 40 | 38 | 40 |  | 79 | No | No | No | Yes
206733570 |  | Active | RHEEM |  | PRO+G50T-40N CN67 PD | Natural Gas | Storage | High Usage | 79 |  | 0.69 | 50 | 48 | 40 |  | 77 | No | No | No | Yes
206842699 |  | Active | STATE |  | GS6-50-YBFT 1** | Natural Gas | Storage | High Usage | 84 |  | 0.69 | 50 | 48 | 40 |  | 80 | No | No | No | Yes
206860589 |  | Active | LOCHINVAR |  | UPDN04040 1** | Natural Gas | Storage | High Usage | 75 |  | 0.7 | 40 | 38 | 40 |  | 77 | No | No | No | Yes
206861798 |  | Active | A. O. SMITH |  | G6-PVT5050NV 2** | Natural Gas | Storage | High Usage | 97 |  | 0.72 | 50 | 48 | 50 |  | 81 | No | No | No | Yes
206902225 |  | Active | LOCHINVAR |  | PRN05045ESST 3** | Natural Gas | Storage | High Usage | 79 |  | 0.72 | 50 | 48 | 45 |  | 79 | No | No | No | Yes
207475559 |  | Active | Envirosense |  | ENV-40N 1** | Natural Gas | Storage | High Usage | 86 |  | 0.9 | 40 | 38 | 50 |  | 91 | Yes | Yes | No | Yes
207616319 |  | Active | JOHN WOOD |  | PV40TP 2** | Natural Gas | Storage | High Usage | 87 |  | 0.7 | 40 | 38 | 50 |  | 78 | No | No | No | Yes
209403950 |  | Active | RHEEM |  | PROG50-42N RH PV AX | Natural Gas | Storage | High Usage | 78 |  | 0.68 | 50 | 48 | 42 |  | 75 | No | No | No | Yes
213286795 |  | Active | AMERICAN |  | UPG62-50T42NV 1** | Natural Gas | Storage | High Usage | 85 |  | 0.72 | 50 | 48 | 42 |  | 78 | No | No | No | Yes
214796750 |  | Active | FRIEDRICH |  | 8PROG 50-50U FD HE EC1 | Natural Gas | Storage | High Usage | 95 |  | 0.88 | 50 | 50 | 50 |  | 94 | Yes | Yes | No | Yes
4648396 |  | Active | RICHMOND |  | 12G50S-40E2 | Natural Gas | Storage | High Usage | 78 |  | 0.69 | 50 | 48 | 40 |  | 77 | No | No | No | Yes
6563882 |  | Production Stopped | RUUD |  | PRO+G50-50N RU67 PD | Natural Gas | Storage | High Usage | 84 |  | 0.69 | 50 | 48 | 50 |  | 79 | No | No | No | Yes
200094441 | 8106342 | Active | JETGLAS |  | RG2PDV40S*N | Natural Gas | Storage | High Usage | 75 |  | 0.7 | 40 | 38 | 40 |  | 78 | No | No | No | Yes
200094461 | 8106398 | Active | JETGLAS |  | URG2PDV50H*N | Natural Gas | Storage | High Usage | 82 |  | 0.68 | 48 | 46 | 50 |  | 76 | No | No | No | Yes
205135035 |  | Active | JETGLAS |  | URG1PV40S*N19 | Natural Gas | Storage | High Usage | 75 |  | 0.68 | 40 | 38 | 40 |  | 79 | No | No | No | Yes
206750323 |  | Active | RHEEM |  | PRO+G50S-40N CN67 PD | Natural Gas | Storage | High Usage | 78 |  | 0.69 | 50 | 48 | 40 |  | 77 | No | No | No | Yes
206750836 |  | Active | RICHMOND |  | 6CG50PV36E2 | Natural Gas | Storage | High Usage | 78 |  | 0.7 | 50 | 48 | 36 |  | 79 | No | No | No | Yes
206842726 |  | Active | A. O. SMITH |  | G12-UFDT5040NV 1** | Natural Gas | Storage | High Usage | 83 |  | 0.7 | 50 | 48 | 40 |  | 73 | No | No | No | Yes
206861176 |  | Active | A. O. SMITH |  | GPVL-50 2** | Natural Gas | Storage | High Usage | 79 |  | 0.72 | 50 | 49 | 40 |  | 80 | No | No | No | Yes
206861430 |  | Active | STATE |  | GS6-50-YBVIS 2** | Natural Gas | Storage | High Usage | 79 |  | 0.72 | 50 | 49 | 40 |  | 80 | No | No | No | Yes
206861813 |  | Active | STATE |  | GS6-50-YRVITL 2** | Natural Gas | Storage | High Usage | 97 |  | 0.72 | 50 | 48 | 50 |  | 81 | No | No | No | Yes
206902238 |  | Active | STATE |  | GS6-50-YRPDTL5 3** | Natural Gas | Storage | High Usage | 118 |  | 0.73 | 50 | 48 | 62 |  | 82 | No | No | No | Yes
207616236 |  | Active | JOHN WOOD |  | JW650S40N-AV-ES2 1** | Natural Gas | Storage | High Usage | 78 |  | 0.69 | 50 | 49 | 40 |  | 79 | No | No | No | Yes
207616328 |  | Active | JOHN WOOD |  | PV50HINM 2** | Natural Gas | Storage | High Usage | 119 |  | 0.73 | 50 | 50 | 62 |  | 82 | No | No | No | Yes
210605703 |  | Active | RHEEM |  | XG50T12UHN50* | Natural Gas | Storage | High Usage | 95 |  | 0.88 | 50 | 50 | 50 |  | 94 | Yes | Yes | No | Yes
213307160 |  | Active | RICHMOND |  | 9GUH50-50FN | Natural Gas | Storage | High Usage | 95 |  | 0.88 | 50 | 50 | 50 |  | 94 | Yes | Yes | No | Yes
4663105 |  | Active | RICHMOND |  | 9G50-40E2 | Natural Gas | Storage | High Usage | 79 |  | 0.69 | 50 | 48 | 40 |  | 77 | No | No | No | Yes
6582064 |  | Active | RUUD |  | PROG50S-36N RU67 PV | Natural Gas | Storage | High Usage | 78 |  | 0.7 | 50 | 48 | 36 |  | 79 | No | No | No | Yes
200094450 | 8106347 | Active | BRADFORD WHITE |  | URG2PDV50S*N | Natural Gas | Storage | High Usage | 80 |  | 0.68 | 50 | 48 | 40 |  | 79 | No | No | No | Yes
205134944 |  | Active | BRADFORD WHITE |  | RG1PV50S*N19 | Natural Gas | Storage | High Usage | 78 |  | 0.69 | 50 | 48 | 40 |  | 79 | No | No | No | Yes
206350514 |  | Production Stopped | A. O. SMITH |  | G12-CADT5040NV 1** | Natural Gas | Storage | High Usage | 75 |  | 0.68 | 50 | 48 | 40 |  | 75 | No | No | No | Yes
206752348 |  | Production Stopped | RHEEM |  | CNRHE50 | Natural Gas | Storage | High Usage | 87 |  | 0.8 | 48 | 46 | 40 |  | 89 | No | No | No | Yes
206843213 |  | Production Stopped | A. O. SMITH |  | GPNH-40 1** | Natural Gas | Storage | High Usage | 76 |  | 0.7 | 40 | 38 | 42 |  | 77 | No | No | No | Yes
206861626 |  | Active | AMERICAN |  | PVG6240T50NVSL 2** | Natural Gas | Storage | High Usage | 87 |  | 0.7 | 40 | 38 | 50 |  | 78 | No | No | No | Yes
206900648 |  | Active | RHEEM |  | PROPG50-40N RH67 PD* | Natural Gas | Storage | High Usage | 79 |  | 0.69 | 50 | 48 | 40 |  | 77 | No | No | No | Yes
207471176 |  | Active | AMERICAN |  | PCG62-40S50L 1** | Natural Gas | Storage | High Usage | 86 |  | 0.9 | 40 | 38 | 50 |  | 91 | Yes | Yes | No | Yes
207616301 |  | Active | GSW WATER HEATERS |  | G650S58N-PDV-ES2 3** | Natural Gas | Storage | High Usage | 118 |  | 0.73 | 50 | 48 | 62 |  | 82 | No | No | No | Yes
208141889 |  | Active | BRADFORD WHITE |  | RG2PV50H*N** | Natural Gas | Storage | High Usage | 116 |  | 0.68 | 48 | 46 | 65 |  | 79 | No | No | No | Yes
213286787 |  | Active | A. O. SMITH |  | GPVNT-40 1** | Natural Gas | Storage | High Usage | 91 |  | 0.73 | 40 | 38 | 42 |  | 78 | No | No | No | Yes
214796697 |  | Active | FRIEDRICH |  | 6PROG 40-40N FD67 PV | Natural Gas | Storage | High Usage | 79 |  | 0.7 | 40 | 38 | 40 |  | 76 | No | No | No | Yes

## Tankless (hidden)
Golden State Rebates
Distributor Qualified Product List (QPL)
Updated 2/18/2025
Eligibilty criteria for gas storage water heaters:
Measure Criteria |  | Rebate | Measure ID | Energy Source | Heating Type | Uniform Energy Factor | Usage Bin | Input (MBtu/h) | Existing Water Heater Capacity (gal)
Natural gas tankless WH, < 200 kBtu/hr, med. draw, 0.87 UEF, replacing 40 gal natural gas storage WH |  | 700 | SWWH013E | Natural Gas | Instantaneous | >= 0.87 | Medium Usage | < 200 | 40
Natural gas tankless WH, < 200 kBtu/hr, high draw, 0.87 UEF, replacing 40 gal natural gas storage WH |  | 700 | SWWH013F | Natural Gas | Instantaneous | >= 0.87 & < 0.92 | High Usage | < 200 | 40
Natural gas tankless WH, < 200 kBtu/hr, high draw, 0.92 UEF, replacing 40 gal natural gas storage WH |  | 700 | SWWH013J | Natural Gas | Instantaneous | >= 0.92 & < 0.96 | High Usage | < 200 | 40
Natural gas tankless WH, < 200 kBtu/hr, high draw, 0.96 UEF, replacing 40 gal natural gas storage WH |  | 700 | SWWH013K | Natural Gas | Instantaneous | >= 0.96 | High Usage | < 200 | 40
AHRI Certified Reference Number | Old AHRI Reference Number | Model Status | Brand Name | Series Name | Model Number | Energy Source | Heater Type | Usage Bin | First Hour Rating (GPH) | Max GPM | Uniform Energy Factor | Nominal Capacity (gal) | DOE Rated Storage Volume (gal) | Input (MBtu/h) | Input (kW) | UED Recovery Efficiency, % | Labeled ENERGY STAR? | Potential Eligibility for IRA Tax Credit | Is Rerated | Energy Guide Label
208472212 |  | Active | A. O. SMITH |  | ACT-199I-N 1** | Natural Gas | Instantaneous | High Usage |  | 5.8 | 0.93 | 0 | 1 | 199 |  | 96 | No | No | No | Yes
206703113 |  | Active | A. O. SMITH |  | ACT-199O-N 1** | Natural Gas | Instantaneous | High Usage |  | 5.8 | 0.95 | 0 | 1 | 199 |  | 96 | Yes | Yes | No | Yes
206842878 |  | Active | A. O. SMITH |  | ATI-140H 1** | Natural Gas | Instantaneous | Medium Usage |  | 3.3 | 0.9 | 0 | 0 | 120 |  | 94 | No | No | No | Yes
206703145 |  | Active | A. O. SMITH |  | ATI-240H 1** | Natural Gas | Instantaneous | High Usage |  | 4.7 | 0.94 | 0 | 1 | 160 |  | 97 | No | No | No | Yes
207861915 |  | Active | A. O. SMITH |  | ATI-240HX3-N 1** | Natural Gas | Instantaneous | High Usage |  | 4.7 | 0.94 | 0 | 1 | 160 |  | 97 | No | No | No | Yes
206842908 |  | Active | A. O. SMITH |  | ATI-340H 1** | Natural Gas | Instantaneous | High Usage |  | 5.4 | 0.95 | 0 | 1 | 180 |  | 97 | Yes | Yes | No | Yes
207861927 |  | Active | A. O. SMITH |  | ATI-340HX3-N 1** | Natural Gas | Instantaneous | High Usage |  | 5.4 | 0.95 | 0 | 1 | 180 |  | 97 | Yes | Yes | No | Yes
206703074 |  | Active | A. O. SMITH |  | ATI-540H 1** | Natural Gas | Instantaneous | High Usage |  | 5.8 | 0.93 | 0 | 1 | 199 |  | 96 | No | No | No | Yes
207209489 |  | Active | A. O. SMITH |  | ATI-540HX3-N 1** | Natural Gas | Instantaneous | High Usage |  | 5.8 | 0.93 | 0 | 1 | 199 |  | 96 | No | No | No | Yes
206703075 |  | Production Stopped | A. O. SMITH |  | ATI-540P-N 1** | Natural Gas | Instantaneous | High Usage |  | 5.8 | 0.93 | 0 | 1 | 199 |  | 96 | No | No | No | Yes
206842892 |  | Active | A. O. SMITH |  | ATO-140H 1** | Natural Gas | Instantaneous | Medium Usage |  | 3.5 | 0.91 | 0 | 0 | 120 |  | 96 | No | No | No | Yes
206842862 |  | Active | A. O. SMITH |  | ATO-240H 1** | Natural Gas | Instantaneous | High Usage |  | 4.7 | 0.95 | 0 | 1 | 160 |  | 96 | Yes | Yes | No | Yes
207861939 |  | Active | A. O. SMITH |  | ATO-240HX3-N 1** | Natural Gas | Instantaneous | High Usage |  | 4.7 | 0.95 | 0 | 1 | 160 |  | 96 | Yes | Yes | No | Yes
206842922 |  | Active | A. O. SMITH |  | ATO-340H 1** | Natural Gas | Instantaneous | High Usage |  | 5.3 | 0.94 | 0 | 1 | 180 |  | 97 | No | No | No | Yes
207861951 |  | Active | A. O. SMITH |  | ATO-340HX3-N 1** | Natural Gas | Instantaneous | High Usage |  | 5.3 | 0.94 | 0 | 1 | 180 |  | 97 | No | No | No | Yes
206703111 |  | Active | A. O. SMITH |  | ATO-540H 1** | Natural Gas | Instantaneous | High Usage |  | 5.8 | 0.95 | 0 | 1 | 199 |  | 96 | Yes | Yes | No | Yes
207209455 |  | Active | A. O. SMITH |  | ATO-540HX3-N 1** | Natural Gas | Instantaneous | High Usage |  | 5.8 | 0.95 | 0 | 1 | 199 |  | 96 | Yes | Yes | No | Yes
206703112 |  | Active | A. O. SMITH |  | ATO-540P-N 1** | Natural Gas | Instantaneous | High Usage |  | 5.8 | 0.95 | 0 | 1 | 199 |  | 96 | Yes | Yes | No | Yes
206703146 |  | Active | A. O. SMITH |  | GT15-240-NI 1** | Natural Gas | Instantaneous | High Usage |  | 4.7 | 0.94 | 0 | 1 | 160 |  | 97 | No | No | No | Yes
206842864 |  | Active | A. O. SMITH |  | GT15-240-NO 1** | Natural Gas | Instantaneous | High Usage |  | 4.7 | 0.95 | 0 | 1 | 160 |  | 96 | Yes | Yes | No | Yes
206842906 |  | Active | A. O. SMITH |  | GT15-340-NI 1** | Natural Gas | Instantaneous | High Usage |  | 5.4 | 0.95 | 0 | 1 | 180 |  | 97 | Yes | Yes | No | Yes
206703077 |  | Active | A. O. SMITH |  | GT15-540-NI 1** | Natural Gas | Instantaneous | High Usage |  | 5.8 | 0.93 | 0 | 1 | 199 |  | 96 | No | No | No | Yes
206703114 |  | Active | A. O. SMITH |  | GT15-540-NO 1** | Natural Gas | Instantaneous | High Usage |  | 5.8 | 0.95 | 0 | 1 | 199 |  | 96 | Yes | Yes | No | Yes
206703076 |  | Production Stopped | A. O. SMITH |  | GT15-540P-NI 1** | Natural Gas | Instantaneous | High Usage |  | 5.8 | 0.93 | 0 | 1 | 199 |  | 96 | No | No | No | Yes
207524724 |  | Active | A. O. SMITH |  | GT15C-540NI 1** | Natural Gas | Instantaneous | High Usage |  | 5.8 | 0.93 | 0 | 1 | 199 |  | 96 | No | No | No | Yes
206842894 |  | Active | AMERICAN |  | GT-140-NEH 1** | Natural Gas | Instantaneous | Medium Usage |  | 3.5 | 0.91 | 0 | 0 | 120 |  | 96 | No | No | No | Yes
206842880 |  | Active | AMERICAN |  | GT-140-NIH 1** | Natural Gas | Instantaneous | Medium Usage |  | 3.3 | 0.9 | 0 | 0 | 120 |  | 94 | No | No | No | Yes
206842866 |  | Active | AMERICAN |  | GT-240-NEH 1** | Natural Gas | Instantaneous | High Usage |  | 4.7 | 0.95 | 0 | 1 | 160 |  | 96 | Yes | Yes | No | Yes
206703153 |  | Active | AMERICAN |  | GT-240-NIH 1** | Natural Gas | Instantaneous | High Usage |  | 4.7 | 0.94 | 0 | 1 | 160 |  | 97 | No | No | No | Yes
207861943 |  | Active | AMERICAN |  | GT-240X3-NEH 1** | Natural Gas | Instantaneous | High Usage |  | 4.7 | 0.95 | 0 | 1 | 160 |  | 96 | Yes | Yes | No | Yes
207861919 |  | Active | AMERICAN |  | GT-240X3-NIH 1** | Natural Gas | Instantaneous | High Usage |  | 4.7 | 0.94 | 0 | 1 | 160 |  | 97 | No | No | No | Yes
206842924 |  | Active | AMERICAN |  | GT-340-NEH 1** | Natural Gas | Instantaneous | High Usage |  | 5.3 | 0.94 | 0 | 1 | 180 |  | 97 | No | No | No | Yes
206842910 |  | Active | AMERICAN |  | GT-340-NIH 1** | Natural Gas | Instantaneous | High Usage |  | 5.4 | 0.95 | 0 | 1 | 180 |  | 97 | Yes | Yes | No | Yes
207861955 |  | Active | AMERICAN |  | GT-340X3-NEH 1** | Natural Gas | Instantaneous | High Usage |  | 5.3 | 0.94 | 0 | 1 | 180 |  | 97 | No | No | No | Yes
207861931 |  | Active | AMERICAN |  | GT-340X3-NIH 1** | Natural Gas | Instantaneous | High Usage |  | 5.4 | 0.95 | 0 | 1 | 180 |  | 97 | Yes | Yes | No | Yes
206703128 |  | Active | AMERICAN |  | GT-540-NEH 1** | Natural Gas | Instantaneous | High Usage |  | 5.8 | 0.95 | 0 | 1 | 199 |  | 96 | Yes | Yes | No | Yes
206703092 |  | Active | AMERICAN |  | GT-540-NIH 1** | Natural Gas | Instantaneous | High Usage |  | 5.8 | 0.93 | 0 | 1 | 199 |  | 96 | No | No | No | Yes
206703129 |  | Active | AMERICAN |  | GT-540P-NEH 1** | Natural Gas | Instantaneous | High Usage |  | 5.8 | 0.95 | 0 | 1 | 199 |  | 96 | Yes | Yes | No | Yes
206703093 |  | Production Stopped | AMERICAN |  | GT-540P-NIH 1** | Natural Gas | Instantaneous | High Usage |  | 5.8 | 0.93 | 0 | 1 | 199 |  | 96 | No | No | No | Yes
207209460 |  | Active | AMERICAN |  | GT-540X3-NEH 1** | Natural Gas | Instantaneous | High Usage |  | 5.8 | 0.95 | 0 | 1 | 199 |  | 96 | Yes | Yes | No | Yes
207209493 |  | Active | AMERICAN |  | GT-540X3-NIH 1** | Natural Gas | Instantaneous | High Usage |  | 5.8 | 0.93 | 0 | 1 | 199 |  | 96 | No | No | No | Yes
206703094 |  | Active | AMERICAN |  | MCT-199I-N 1** | Natural Gas | Instantaneous | High Usage |  | 5.8 | 0.93 | 0 | 1 | 199 |  | 96 | No | No | No | Yes
206703130 |  | Active | AMERICAN |  | MCT-199O-N 1** | Natural Gas | Instantaneous | High Usage |  | 5.8 | 0.95 | 0 | 1 | 199 |  | 96 | Yes | Yes | No | Yes
216017566 |  | Active | BRADFORD WHITE | Infiniti | RTGR199N1** | Natural Gas | Instantaneous | High Usage |  | 5.8 | 0.96 | 0 | 0 | 199 |  | 98 | Yes | Yes | No | Yes
216017564 |  | Active | BRADFORD WHITE | Infiniti | RTGS199N1** | Natural Gas | Instantaneous | High Usage |  | 5.8 | 0.96 | 0 | 0 | 199 |  | 98 | Yes | Yes | No | Yes
214717332 |  | Active | FRIEDRICH |  | FDTGH-68DVLN-3 | Natural Gas | Instantaneous | Medium Usage |  | 3.5 | 0.9 | 0 | 0 | 120 |  | 92 | No | No | No | Yes
214717334 |  | Active | FRIEDRICH |  | FDTGH-84DVLN-3 | Natural Gas | Instantaneous | High Usage |  | 4.5 | 0.93 | 0 | 0 | 157 |  | 94 | No | No | No | Yes
214717336 |  | Active | FRIEDRICH |  | FDTGH-90DVLN-3 | Natural Gas | Instantaneous | High Usage |  | 4.9 | 0.93 | 0 | 0 | 180 |  | 94 | No | No | No | Yes
214717338 |  | Active | FRIEDRICH |  | FDTGH-95DVELN-3 | Natural Gas | Instantaneous | High Usage |  | 5.5 | 0.93 | 0 | 0 | 199.9 |  | 95 | No | No | No | Yes
214717340 |  | Active | FRIEDRICH |  | FDTGH-95DVLN-3 | Natural Gas | Instantaneous | High Usage |  | 5.5 | 0.93 | 0 | 0 | 199.9 |  | 95 | No | No | No | Yes
207094243 |  | Active | GSW WATER HEATERS |  | GSWT-240H-N 1** | Natural Gas | Instantaneous | High Usage |  | 4.7 | 0.94 | 0 | 1 | 160 |  | 97 | No | No | No | Yes
207094248 |  | Active | GSW WATER HEATERS |  | GSWT-340H-N 1** | Natural Gas | Instantaneous | High Usage |  | 5.4 | 0.95 | 0 | 1 | 180 |  | 97 | Yes | Yes | No | Yes
207094235 |  | Active | GSW WATER HEATERS |  | GSWT-540H-N 1** | Natural Gas | Instantaneous | High Usage |  | 5.8 | 0.93 | 0 | 1 | 199 |  | 96 | No | No | No | Yes
207094237 |  | Active | GSW WATER HEATERS |  | GSWT-540P-N 1** | Natural Gas | Instantaneous | High Usage |  | 5.8 | 0.93 | 0 | 1 | 199 |  | 96 | No | No | No | Yes
207094241 |  | Active | JOHN WOOD |  | JCT-199-N 1** | Natural Gas | Instantaneous | High Usage |  | 5.8 | 0.93 | 0 | 1 | 199 |  | 96 | No | No | No | Yes
207094245 |  | Active | JOHN WOOD |  | JWT-240H-N 1** | Natural Gas | Instantaneous | High Usage |  | 4.7 | 0.94 | 0 | 1 | 160 |  | 97 | No | No | No | Yes
207094250 |  | Active | JOHN WOOD |  | JWT-340H-N 1** | Natural Gas | Instantaneous | High Usage |  | 5.4 | 0.95 | 0 | 1 | 180 |  | 97 | Yes | Yes | No | Yes
207094239 |  | Active | JOHN WOOD |  | JWT-540H-N 1** | Natural Gas | Instantaneous | High Usage |  | 5.8 | 0.93 | 0 | 1 | 199 |  | 96 | No | No | No | Yes
209457736 |  | Active | JOHN WOOD |  | JWT-540P-NIH 1** | Natural Gas | Instantaneous | High Usage |  | 5.8 | 0.93 | 0 | 1 | 199 |  | 96 | No | No | No | Yes
215869509 |  | Active | KEPLER |  | JSG48-29PCH/180K | Natural Gas | Instantaneous | High Usage |  | 5.2 | 0.95 | 0 | 0 | 180 |  | 99 | No | No | No | Yes
215869506 |  | Active | KEPLER |  | JSG52-32PCH/199KNP | Natural Gas | Instantaneous | High Usage |  | 5.7 | 0.95 | 0 | 1 | 199 |  | 96 | No | No | No | Yes
215869507 |  | Active | KEPLER |  | JSG52-32PCH/199KWP | Natural Gas | Instantaneous | High Usage |  | 5.7 | 0.95 | 0 | 0 | 199 |  | 99 | No | No | No | Yes
215869508 |  | Active | KEPLER |  | JSLG44-26VE/163K | Natural Gas | Instantaneous | High Usage |  | 4.1 | 0.91 | 0 | 0 | 163 |  | 93 | No | No | No | Yes
215884125 |  | Active | Kiturami |  | KGWH-190JFN | Natural Gas | Instantaneous | High Usage |  | 5.8 | 0.96 | 0 | 0 | 199 |  | 98 | Yes | Yes | No | Yes
215884127 |  | Active | Kiturami |  | KGWH-199JFRN | Natural Gas | Instantaneous | High Usage |  | 5.8 | 0.96 | 0 | 0 | 199 |  | 98 | Yes | Yes | No | Yes
216032433 |  | Active | LAARS | LT Series | LT199NRX1** | Natural Gas | Instantaneous | High Usage |  | 5.8 | 0.96 | 0 | 0 | 199 |  | 98 | No | No | No | Yes
216032431 |  | Active | LAARS | LT Series | LT199NXX1** | Natural Gas | Instantaneous | High Usage |  | 5.8 | 0.96 | 0 | 0 | 199 |  | 98 | No | No | No | Yes
206703102 |  | Active | LOCHINVAR |  | LCT-199I-N 1** | Natural Gas | Instantaneous | High Usage |  | 5.8 | 0.93 | 0 | 1 | 199 |  | 96 | No | No | No | Yes
206703140 |  | Active | LOCHINVAR |  | LCT-199O-N 1** | Natural Gas | Instantaneous | High Usage |  | 5.8 | 0.95 | 0 | 1 | 199 |  | 96 | Yes | Yes | No | Yes
206842882 |  | Active | LOCHINVAR |  | LTI-140H-N 1** | Natural Gas | Instantaneous | Medium Usage |  | 3.3 | 0.9 | 0 | 0 | 120 |  | 94 | No | No | No | Yes
206703157 |  | Active | LOCHINVAR |  | LTI-240H-N 1** | Natural Gas | Instantaneous | High Usage |  | 4.7 | 0.94 | 0 | 1 | 160 |  | 97 | No | No | No | Yes
207861925 |  | Active | LOCHINVAR |  | LTI-240X3-N 1** | Natural Gas | Instantaneous | High Usage |  | 4.7 | 0.94 | 0 | 1 | 160 |  | 97 | No | No | No | Yes
206842912 |  | Active | LOCHINVAR |  | LTI-340H-N 1** | Natural Gas | Instantaneous | High Usage |  | 5.4 | 0.95 | 0 | 1 | 180 |  | 97 | Yes | Yes | No | Yes
207861937 |  | Active | LOCHINVAR |  | LTI-340X3-N 1** | Natural Gas | Instantaneous | High Usage |  | 5.4 | 0.95 | 0 | 1 | 180 |  | 97 | Yes | Yes | No | Yes
206703100 |  | Active | LOCHINVAR |  | LTI-540H-N 1** | Natural Gas | Instantaneous | High Usage |  | 5.8 | 0.93 | 0 | 1 | 199 |  | 96 | No | No | No | Yes
207209500 |  | Active | LOCHINVAR |  | LTI-540HX3-N 1** | Natural Gas | Instantaneous | High Usage |  | 5.8 | 0.93 | 0 | 1 | 199 |  | 96 | No | No | No | Yes
206703101 |  | Production Stopped | LOCHINVAR |  | LTI-540P-N 1** | Natural Gas | Instantaneous | High Usage |  | 5.8 | 0.93 | 0 | 1 | 199 |  | 96 | No | No | No | Yes
206842896 |  | Active | LOCHINVAR |  | LTO-140H-N 1** | Natural Gas | Instantaneous | Medium Usage |  | 3.5 | 0.91 | 0 | 0 | 120 |  | 96 | No | No | No | Yes
206842868 |  | Active | LOCHINVAR |  | LTO-240H-N 1** | Natural Gas | Instantaneous | High Usage |  | 4.7 | 0.95 | 0 | 1 | 160 |  | 96 | Yes | Yes | No | Yes
207861950 |  | Active | LOCHINVAR |  | LTO-240X3-N 1** | Natural Gas | Instantaneous | High Usage |  | 4.7 | 0.95 | 0 | 1 | 160 |  | 96 | Yes | Yes | No | Yes
206842926 |  | Active | LOCHINVAR |  | LTO-340H-N 1** | Natural Gas | Instantaneous | High Usage |  | 5.3 | 0.94 | 0 | 1 | 180 |  | 97 | No | No | No | Yes
207861961 |  | Active | LOCHINVAR |  | LTO-340X3-N 1** | Natural Gas | Instantaneous | High Usage |  | 5.3 | 0.94 | 0 | 1 | 180 |  | 97 | No | No | No | Yes
206703138 |  | Active | LOCHINVAR |  | LTO-540H-N 1** | Natural Gas | Instantaneous | High Usage |  | 5.8 | 0.95 | 0 | 1 | 199 |  | 96 | Yes | Yes | No | Yes
207209467 |  | Active | LOCHINVAR |  | LTO-540HX3-N 1** | Natural Gas | Instantaneous | High Usage |  | 5.8 | 0.95 | 0 | 1 | 199 |  | 96 | Yes | Yes | No | Yes
206703139 |  | Active | LOCHINVAR |  | LTO-540P-N 1** | Natural Gas | Instantaneous | High Usage |  | 5.8 | 0.95 | 0 | 1 | 199 |  | 96 | Yes | Yes | No | Yes
207708864 |  | Active | LOCHINVAR |  | SCN150-035 2** | Natural Gas | Instantaneous | High Usage |  | 4.2 | 0.92 | 34 | 33 | 150 |  | 97 | No | No | No | Yes
207708862 |  | Active | LOCHINVAR |  | SWN150-035 2** | Natural Gas | Instantaneous | High Usage |  | 4.2 | 0.92 | 34 | 33 | 150 |  | 97 | No | No | No | Yes
215866838 |  | Active | Midea |  | JSG48-29PCH-NG | Natural Gas | Instantaneous | High Usage |  | 5.2 | 0.95 | 0 | 0 | 180 |  | 99 | No | No | No | Yes
215866840 |  | Active | Midea |  | JSG48-29PCHP-NG | Natural Gas | Instantaneous | High Usage |  | 5.2 | 0.95 | 0 | 0 | 180 |  | 99 | No | No | No | Yes
213263576 |  | Active | Midea |  | JSG52-32PCH-NG | Natural Gas | Instantaneous | High Usage |  | 5.7 | 0.95 | 0 | 1 | 199 |  | 96 | No | No | No | Yes
215866836 |  | Active | Midea |  | JSG52-32PCHP-NG | Natural Gas | Instantaneous | High Usage |  | 5.7 | 0.95 | 0 | 0 | 199 |  | 99 | No | No | No | Yes
215867858 |  | Active | Midea |  | JSLG33-20VE | Natural Gas | Instantaneous | Medium Usage |  | 3.4 | 0.91 | 0 | 0 | 126 |  | 96 | No | No | No | Yes
215867857 |  | Active | Midea |  | JSLG44-26VE | Natural Gas | Instantaneous | High Usage |  | 4.1 | 0.91 | 0 | 0 | 163 |  | 93 | No | No | No | Yes
7170855 |  | Active | NORITZ |  | NRC661A-DV-NG | Natural Gas | Instantaneous | Medium Usage |  | 3.4 | 0.89 | 0 | 1 | 120 |  | 92 | No | No | No | Yes
7170857 |  | Active | NORITZ |  | NRC661A-OD-NG | Natural Gas | Instantaneous | Medium Usage |  | 3.4 | 0.89 | 0 | 1 | 120 |  | 92 | No | No | No | Yes
7290427 |  | Active | NORITZ |  | NRC663-FSV-NG | Natural Gas | Instantaneous | Medium Usage |  | 3.4 | 0.87 | 0 | 1 | 120 |  | 91 | No | No | No | Yes
7169557 |  | Active | NORITZ |  | NRC711-DV-NG | Natural Gas | Instantaneous | High Usage |  | 4.3 | 0.89 | 0 | 1 | 157 |  | 92 | No | No | No | Yes
7169554 |  | Active | NORITZ |  | NRC711-OD-NG | Natural Gas | Instantaneous | High Usage |  | 4.3 | 0.89 | 0 | 1 | 157 |  | 91 | No | No | No | Yes
206842898 |  | Active | RELIANCE WATER HEATERS |  | TS-140-GEH 1** | Natural Gas | Instantaneous | Medium Usage |  | 3.5 | 0.91 | 0 | 0 | 120 |  | 96 | No | No | No | Yes
206842884 |  | Active | RELIANCE WATER HEATERS |  | TS-140-GIH 1** | Natural Gas | Instantaneous | Medium Usage |  | 3.3 | 0.9 | 0 | 0 | 120 |  | 94 | No | No | No | Yes
206842870 |  | Active | RELIANCE WATER HEATERS |  | TS-240-GEH 1** | Natural Gas | Instantaneous | High Usage |  | 4.7 | 0.95 | 0 | 1 | 160 |  | 96 | Yes | Yes | No | Yes
206703151 |  | Active | RELIANCE WATER HEATERS |  | TS-240-GIH 1** | Natural Gas | Instantaneous | High Usage |  | 4.7 | 0.94 | 0 | 1 | 160 |  | 97 | No | No | No | Yes
207861947 |  | Active | RELIANCE WATER HEATERS |  | TS-240X3-GEH 1** | Natural Gas | Instantaneous | High Usage |  | 4.7 | 0.95 | 0 | 1 | 160 |  | 96 | Yes | Yes | No | Yes
207861923 |  | Active | RELIANCE WATER HEATERS |  | TS-240X3-GIH 1** | Natural Gas | Instantaneous | High Usage |  | 4.7 | 0.94 | 0 | 1 | 160 |  | 97 | No | No | No | Yes
206842928 |  | Active | RELIANCE WATER HEATERS |  | TS-340-GEH 1** | Natural Gas | Instantaneous | High Usage |  | 5.3 | 0.94 | 0 | 1 | 180 |  | 97 | No | No | No | Yes
206842914 |  | Active | RELIANCE WATER HEATERS |  | TS-340-GIH 1** | Natural Gas | Instantaneous | High Usage |  | 5.4 | 0.95 | 0 | 1 | 180 |  | 97 | Yes | Yes | No | Yes
207861959 |  | Active | RELIANCE WATER HEATERS |  | TS-340X3-GEH 1** | Natural Gas | Instantaneous | High Usage |  | 5.3 | 0.94 | 0 | 1 | 180 |  | 97 | No | No | No | Yes
207861935 |  | Active | RELIANCE WATER HEATERS |  | TS-340X3-GIH 1** | Natural Gas | Instantaneous | High Usage |  | 5.4 | 0.95 | 0 | 1 | 180 |  | 97 | Yes | Yes | No | Yes
206703124 |  | Active | RELIANCE WATER HEATERS |  | TS-540-GEH 1** | Natural Gas | Instantaneous | High Usage |  | 5.8 | 0.95 | 0 | 1 | 199 |  | 96 | Yes | Yes | No | Yes
206703088 |  | Active | RELIANCE WATER HEATERS |  | TS-540-GIH 1** | Natural Gas | Instantaneous | High Usage |  | 5.8 | 0.93 | 0 | 1 | 199 |  | 96 | No | No | No | Yes
206703125 |  | Active | RELIANCE WATER HEATERS |  | TS-540P-GEH 1** | Natural Gas | Instantaneous | High Usage |  | 5.8 | 0.95 | 0 | 1 | 199 |  | 96 | Yes | Yes | No | Yes
206703089 |  | Production Stopped | RELIANCE WATER HEATERS |  | TS-540P-GIH 1** | Natural Gas | Instantaneous | High Usage |  | 5.8 | 0.93 | 0 | 1 | 199 |  | 96 | No | No | No | Yes
207209464 |  | Active | RELIANCE WATER HEATERS |  | TS-540X3-GEH 1** | Natural Gas | Instantaneous | High Usage |  | 5.8 | 0.95 | 0 | 1 | 199 |  | 96 | Yes | Yes | No | Yes
207209496 |  | Active | RELIANCE WATER HEATERS |  | TS-540X3-GIH 1** | Natural Gas | Instantaneous | High Usage |  | 5.8 | 0.93 | 0 | 1 | 199 |  | 96 | No | No | No | Yes
214660625 |  | Active | RHEEM |  | CECOH160DVELN-3 | Natural Gas | Instantaneous | High Usage |  | 4.5 | 0.93 | 0 | 0 | 157 |  | 94 | No | No | No | No
202067548 |  | Production Stopped | RHEEM |  | CECOH160DVLN-2 | Natural Gas | Instantaneous | High Usage |  | 4.6 | 0.93 | 0 | 0 | 157 |  | 97 | No | No | No | Yes
212607912 |  | Active | RHEEM |  | CECOH160DVLN-3 | Natural Gas | Instantaneous | High Usage |  | 4.5 | 0.93 | 0 | 0 | 157 |  | 94 | No | No | No | No
202067561 |  | Production Stopped | RHEEM |  | CECOH180DVLN-2 | Natural Gas | Instantaneous | High Usage |  | 5.2 | 0.93 | 0 | 0 | 180 |  | 97 | No | No | No | Yes
212607925 |  | Active | RHEEM |  | CECOH180DVLN-3 | Natural Gas | Instantaneous | High Usage |  | 4.9 | 0.93 | 0 | 0 | 180 |  | 94 | No | No | No | No
212607938 |  | Active | RHEEM |  | CECOH200DVELN-3 | Natural Gas | Instantaneous | High Usage |  | 5.5 | 0.93 | 0 | 0 | 199.9 |  | 95 | No | No | No | No
202068374 |  | Active | RHEEM |  | CECOH200DVLN-2 | Natural Gas | Instantaneous | High Usage |  | 5.7 | 0.93 | 0 | 0 | 199.9 |  | 97 | No | No | No | Yes
214608372 |  | Active | RHEEM |  | CECOHS160IN | Natural Gas | Instantaneous | High Usage |  | 4.6 | 0.96 | 0 | 0 | 157 |  | 97 | Yes | Yes | No | Yes
214608397 |  | Active | RHEEM |  | CECOHS180IN | Natural Gas | Instantaneous | High Usage |  | 5.2 | 0.96 | 0 | 0 | 180 |  | 98 | Yes | Yes | No | Yes
214608424 |  | Active | RHEEM |  | CECOHS200IN | Natural Gas | Instantaneous | High Usage |  | 5.8 | 0.96 | 0 | 0 | 199.9 |  | 98 | Yes | Yes | No | Yes
214608373 |  | Active | RHEEM |  | CECOHSR160IN | Natural Gas | Instantaneous | High Usage |  | 4.6 | 0.96 | 0 | 0 | 157 |  | 97 | Yes | Yes | No | Yes
214608398 |  | Active | RHEEM |  | CECOHSR180IN | Natural Gas | Instantaneous | High Usage |  | 5.2 | 0.96 | 0 | 0 | 180 |  | 98 | Yes | Yes | No | Yes
214608425 |  | Active | RHEEM |  | CECOHSR200IN | Natural Gas | Instantaneous | High Usage |  | 5.8 | 0.96 | 0 | 0 | 199.9 |  | 98 | Yes | Yes | No | Yes
212607900 |  | Active | RHEEM |  | CRTGH-68DVLN-3 | Natural Gas | Instantaneous | Medium Usage |  | 3.5 | 0.9 | 0 | 0 | 120 |  | 92 | No | No | No | No
206076870 |  | Active | RHEEM |  | CRTGH-84DVLN-2 | Natural Gas | Instantaneous | High Usage |  | 4.6 | 0.93 | 0 | 0 | 157 |  | 97 | No | No | No | Yes
212607908 |  | Active | RHEEM |  | CRTGH-84DVLN-3 | Natural Gas | Instantaneous | High Usage |  | 4.5 | 0.93 | 0 | 0 | 157 |  | 94 | No | No | No | No
206076872 |  | Active | RHEEM |  | CRTGH-90DVLN-2 | Natural Gas | Instantaneous | High Usage |  | 5.2 | 0.93 | 0 | 0 | 180 |  | 97 | No | No | No | Yes
212607921 |  | Active | RHEEM |  | CRTGH-90DVLN-3 | Natural Gas | Instantaneous | High Usage |  | 4.9 | 0.93 | 0 | 0 | 180 |  | 94 | No | No | No | No
214660595 |  | Active | RHEEM |  | CRTGH-95DVELN-3 | Natural Gas | Instantaneous | High Usage |  | 5.5 | 0.93 | 0 | 0 | 199.9 |  | 95 | No | No | No | No
202068377 |  | Production Stopped | RHEEM |  | CRTGH-95DVLN-2 | Natural Gas | Instantaneous | High Usage |  | 5.7 | 0.93 | 0 | 0 | 199.9 |  | 97 | No | No | No | Yes
214660594 |  | Active | RHEEM |  | CRTGH-95DVLN-3 | Natural Gas | Instantaneous | High Usage |  | 5.5 | 0.93 | 0 | 0 | 199.9 |  | 95 | No | No | No | No
212607902 |  | Active | RHEEM |  | DCRTGH68DVLN-3 | Natural Gas | Instantaneous | Medium Usage |  | 3.5 | 0.9 | 0 | 0 | 120 |  | 92 | No | No | No | No
202067523 |  | Production Stopped | RHEEM |  | DCRTGH84DVLN-2 | Natural Gas | Instantaneous | High Usage |  | 4.6 | 0.93 | 0 | 0 | 157 |  | 97 | No | No | No | Yes
212607914 |  | Active | RHEEM |  | DCRTGH84DVLN-3 | Natural Gas | Instantaneous | High Usage |  | 4.5 | 0.93 | 0 | 0 | 157 |  | 94 | No | No | No | No
212607920 |  | Active | RHEEM |  | DCRTGH90DVLN-3 | Natural Gas | Instantaneous | High Usage |  | 4.9 | 0.93 | 0 | 0 | 180 |  | 94 | No | No | No | No
214660599 |  | Active | RHEEM |  | DCRTGH95DVELN-3 | Natural Gas | Instantaneous | High Usage |  | 5.5 | 0.93 | 0 | 0 | 199.9 |  | 95 | No | No | No | No
206076874 |  | Active | RHEEM |  | DCRTGH95DVLN-2 | Natural Gas | Instantaneous | High Usage |  | 5.7 | 0.93 | 0 | 0 | 199.9 |  | 97 | No | No | No | Yes
214660598 |  | Active | RHEEM |  | DCRTGH95DVLN-3 | Natural Gas | Instantaneous | High Usage |  | 5.5 | 0.93 | 0 | 0 | 199.9 |  | 95 | No | No | No | No
202067525 |  | Production Stopped | RHEEM |  | ECOH160DVLN-2 | Natural Gas | Instantaneous | High Usage |  | 4.6 | 0.93 | 0 | 0 | 157 |  | 97 | No | No | No | Yes
212607910 |  | Active | RHEEM |  | ECOH160DVLN-3 | Natural Gas | Instantaneous | High Usage |  | 4.5 | 0.93 | 0 | 0 | 157 |  | 94 | No | No | No | Yes
205628325 |  | Production Stopped | RHEEM | RTGH-160XL | ECOH160XLN-2 | Natural Gas | Instantaneous | High Usage |  | 4.5 | 0.93 | 0 | 0 | 157 |  | 96 | No | No | No | Yes
212607923 |  | Active | RHEEM |  | ECOH180DVELN-3 | Natural Gas | Instantaneous | High Usage |  | 4.9 | 0.93 | 0 | 0 | 180 |  | 94 | No | No | No | Yes
202067550 |  | Production Stopped | RHEEM |  | ECOH180DVLN-2 | Natural Gas | Instantaneous | High Usage |  | 5.2 | 0.93 | 0 | 0 | 180 |  | 97 | No | No | No | Yes
206076876 |  | Production Stopped | RHEEM |  | ECOH180DVRHLN * | Natural Gas | Instantaneous | High Usage |  | 5.2 | 0.94 | 0 | 0 | 180 |  | 97 | No | No | No | Yes
205628312 |  | Production Stopped | RHEEM | RTGH-180XL | ECOH180XLN-2 | Natural Gas | Instantaneous | High Usage |  | 5.2 | 0.93 | 0 | 0 | 180 |  | 95 | No | No | No | Yes
212607936 |  | Active | RHEEM |  | ECOH200DVELN-3 | Natural Gas | Instantaneous | High Usage |  | 5.5 | 0.93 | 0 | 0 | 199.9 |  | 95 | No | No | No | Yes
202068313 |  | Production Stopped | RHEEM |  | ECOH200DVLN-2 | Natural Gas | Instantaneous | High Usage |  | 5.7 | 0.93 | 0 | 0 | 199.9 |  | 97 | No | No | No | Yes
203303904 |  | Production Stopped | RHEEM |  | ECOH200DVRHLN * | Natural Gas | Instantaneous | High Usage |  | 6 | 0.94 | 0 | 0 | 199 |  | 97 | No | No | No | Yes
205628297 |  | Production Stopped | RHEEM | RTGH-199XL | ECOH200XLN-2 | Natural Gas | Instantaneous | High Usage |  | 5.6 | 0.93 | 0 | 0 | 199.9 |  | 96 | No | No | No | Yes
214608364 |  | Active | RHEEM |  | ECOHS160IN | Natural Gas | Instantaneous | High Usage |  | 4.6 | 0.96 | 0 | 0 | 157 |  | 97 | Yes | Yes | No | Yes
214608389 |  | Active | RHEEM |  | ECOHS180IN | Natural Gas | Instantaneous | High Usage |  | 5.2 | 0.96 | 0 | 0 | 180 |  | 98 | Yes | Yes | No | Yes
214608414 |  | Active | RHEEM |  | ECOHS200IN | Natural Gas | Instantaneous | High Usage |  | 5.8 | 0.96 | 0 | 0 | 199.9 |  | 98 | Yes | Yes | No | Yes
214608365 |  | Active | RHEEM |  | ECOHSR160IN | Natural Gas | Instantaneous | High Usage |  | 4.6 | 0.96 | 0 | 0 | 157 |  | 97 | Yes | Yes | No | Yes
214608390 |  | Active | RHEEM |  | ECOHSR180IN | Natural Gas | Instantaneous | High Usage |  | 5.2 | 0.96 | 0 | 0 | 180 |  | 98 | Yes | Yes | No | Yes
214608415 |  | Active | RHEEM |  | ECOHSR200IN | Natural Gas | Instantaneous | High Usage |  | 5.8 | 0.96 | 0 | 0 | 199.9 |  | 98 | Yes | Yes | No | Yes
214608381 |  | Active | RHEEM |  | RECTGH-S10IN | Natural Gas | Instantaneous | High Usage |  | 5.2 | 0.96 | 0 | 0 | 180 |  | 98 | Yes | Yes | No | Yes
214608406 |  | Active | RHEEM |  | RECTGH-S11IN | Natural Gas | Instantaneous | High Usage |  | 5.8 | 0.96 | 0 | 0 | 199.9 |  | 98 | Yes | Yes | No | Yes
214608356 |  | Active | RHEEM |  | RECTGH-S84IN | Natural Gas | Instantaneous | High Usage |  | 4.6 | 0.96 | 0 | 0 | 157 |  | 97 | Yes | Yes | No | Yes
214608382 |  | Active | RHEEM |  | RECTGH-SR10IN | Natural Gas | Instantaneous | High Usage |  | 5.2 | 0.96 | 0 | 0 | 180 |  | 98 | Yes | Yes | No | Yes
214608407 |  | Active | RHEEM |  | RECTGH-SR11IN | Natural Gas | Instantaneous | High Usage |  | 5.8 | 0.96 | 0 | 0 | 199.9 |  | 98 | Yes | Yes | No | Yes
214608357 |  | Active | RHEEM |  | RECTGH-SR84IN | Natural Gas | Instantaneous | High Usage |  | 4.6 | 0.96 | 0 | 0 | 157 |  | 97 | Yes | Yes | No | Yes
213300057 |  | Active | RHEEM |  | RHCTGH-68DVLN-3 | Natural Gas | Instantaneous | Medium Usage |  | 3.5 | 0.9 | 0 | 0 | 120 |  | 92 | No | No | No | No
213280087 |  | Active | RHEEM |  | RHCTGH-84DVLN-3 | Natural Gas | Instantaneous | High Usage |  | 4.5 | 0.93 | 0 | 0 | 157 |  | 94 | No | No | No | No
213300060 |  | Active | RHEEM |  | RHCTGH-90DVLN-3 | Natural Gas | Instantaneous | High Usage |  | 4.9 | 0.93 | 0 | 0 | 180 |  | 94 | No | No | No | No
214660609 |  | Active | RHEEM |  | RHCTGH-95DVELN-3 | Natural Gas | Instantaneous | High Usage |  | 5.5 | 0.93 | 0 | 0 | 199.9 |  | 95 | No | No | No | No
214660608 |  | Active | RHEEM |  | RHCTGH-95DVLN-3 | Natural Gas | Instantaneous | High Usage |  | 5.5 | 0.93 | 0 | 0 | 199.9 |  | 95 | No | No | No | No
202066946 |  | Production Stopped | RHEEM |  | RTGH-68DVLN-2 | Natural Gas | Instantaneous | Medium Usage |  | 3.5 | 0.91 | 0 | 0 | 120 |  | 96 | No | No | No | Yes
212607763 |  | Active | RHEEM |  | RTGH-68DVLN-3 | Natural Gas | Instantaneous | Medium Usage |  | 3.5 | 0.9 | 0 | 0 | 120 |  | 92 | No | No | No | Yes
202067511 |  | Production Stopped | RHEEM |  | RTGH-68XLN-2 | Natural Gas | Instantaneous | Medium Usage |  | 3.6 | 0.91 | 0 | 0 | 120 |  | 95 | No | No | No | Yes
202067519 |  | Production Stopped | RHEEM |  | RTGH-84DVLN-2 | Natural Gas | Instantaneous | High Usage |  | 4.6 | 0.93 | 0 | 0 | 157 |  | 97 | No | No | No | Yes
212607764 |  | Active | RHEEM |  | RTGH-84DVLN-3 | Natural Gas | Instantaneous | High Usage |  | 4.5 | 0.93 | 0 | 0 | 157 |  | 94 | No | No | No | Yes
205622523 |  | Production Stopped | RHEEM | RTGH-160XL | RTGH-84XLN-2 | Natural Gas | Instantaneous | High Usage |  | 4.5 | 0.93 | 0 | 0 | 157 |  | 96 | No | No | No | Yes
202067549 |  | Production Stopped | RHEEM |  | RTGH-90DVLN-2 | Natural Gas | Instantaneous | High Usage |  | 5.2 | 0.93 | 0 | 0 | 180 |  | 97 | No | No | No | Yes
212607765 |  | Active | RHEEM |  | RTGH-90DVLN-3 | Natural Gas | Instantaneous | High Usage |  | 4.9 | 0.93 | 0 | 0 | 180 |  | 94 | No | No | No | Yes
205622522 |  | Production Stopped | RHEEM | RTGH-180XL | RTGH-90XLN-2 | Natural Gas | Instantaneous | High Usage |  | 5.2 | 0.93 | 0 | 0 | 180 |  | 95 | No | No | No | Yes
214660591 |  | Active | RHEEM |  | RTGH-95DVELN-3 | Natural Gas | Instantaneous | High Usage |  | 5.5 | 0.93 | 0 | 0 | 199.9 |  | 95 | No | No | No | Yes
202067565 |  | Production Stopped | RHEEM |  | RTGH-95DVLN-2 | Natural Gas | Instantaneous | High Usage |  | 5.7 | 0.93 | 0 | 0 | 199.9 |  | 97 | No | No | No | Yes
214660588 |  | Active | RHEEM |  | RTGH-95DVLN-3 | Natural Gas | Instantaneous | High Usage |  | 5.5 | 0.93 | 0 | 0 | 199.9 |  | 95 | No | No | No | Yes
205622521 |  | Production Stopped | RHEEM | RTGH-199XL | RTGH-95XLN-2 | Natural Gas | Instantaneous | High Usage |  | 5.6 | 0.93 | 0 | 0 | 199.9 |  | 96 | No | No | No | Yes
10345346 |  | Active | RHEEM |  | RTGH-C95DVLN | Natural Gas | Instantaneous | High Usage |  | 5.7 | 0.93 | 0 | 0 | 199.9 |  | 96 | No | No | No | Yes
10345350 |  | Active | RHEEM |  | RTGH-C95XLN | Natural Gas | Instantaneous | High Usage |  | 5.6 | 0.93 | 0 | 0 | 199.9 |  | 96 | No | No | No | Yes
10345349 |  | Active | RHEEM |  | RTGH-CM95DVLN | Natural Gas | Instantaneous | High Usage |  | 5.7 | 0.93 | 0 | 0 | 199.9 |  | 96 | No | No | No | Yes
10345353 |  | Active | RHEEM |  | RTGH-CM95XLN | Natural Gas | Instantaneous | High Usage |  | 5.6 | 0.93 | 0 | 0 | 199.9 |  | 96 | No | No | No | Yes
203303879 |  | Production Stopped | RHEEM |  | RTGH-RH10DVLN * | Natural Gas | Instantaneous | High Usage |  | 5.2 | 0.94 | 0 | 0 | 180 |  | 97 | No | No | No | Yes
203303878 |  | Production Stopped | RHEEM |  | RTGH-RH11DVLN * | Natural Gas | Instantaneous | High Usage |  | 6 | 0.94 | 0 | 0 | 199 |  | 97 | No | No | No | Yes
203303912 |  | Production Stopped | RHEEM |  | RUTGH-RH10DVLN * | Natural Gas | Instantaneous | High Usage |  | 5.2 | 0.94 | 0 | 0 | 180 |  | 97 | No | No | No | Yes
203303913 |  | Production Stopped | RHEEM |  | RUTGH-RH10DVLP * | Natural Gas | Instantaneous | High Usage |  | 5.2 | 0.94 | 0 | 0 | 180 |  | 97 | No | No | No | Yes
212607947 |  | Active | RICHMOND |  | CRMTGH95DVELN-3 | Natural Gas | Instantaneous | High Usage |  | 5.5 | 0.93 | 0 | 0 | 199.9 |  | 95 | No | No | No | No
202068376 |  | Production Stopped | RICHMOND |  | CRMTGH95DVLN-2 | Natural Gas | Instantaneous | High Usage |  | 5.7 | 0.93 | 0 | 0 | 199.9 |  | 97 | No | No | No | Yes
213300073 |  | Active | RICHMOND |  | CRMTGH95DVLN-3 | Natural Gas | Instantaneous | High Usage |  | 5.5 | 0.93 | 0 | 0 | 199.9 |  | 95 | No | No | No | No
202067527 |  | Active | RICHMOND |  | RMTGH84DVLN-2 | Natural Gas | Instantaneous | High Usage |  | 4.6 | 0.93 | 0 | 0 | 157 |  | 97 | No | No | No | Yes
212607917 |  | Active | RICHMOND |  | RMTGH84DVLN-3 | Natural Gas | Instantaneous | High Usage |  | 4.5 | 0.93 | 0 | 0 | 157 |  | 94 | No | No | No | Yes
205628329 |  | Active | RICHMOND | RTGH-160XL | RMTGH84XLN-2 | Natural Gas | Instantaneous | High Usage |  | 4.5 | 0.93 | 0 | 0 | 157 |  | 96 | No | No | No | Yes
212607931 |  | Active | RICHMOND |  | RMTGH90DVELN-3 | Natural Gas | Instantaneous | High Usage |  | 4.9 | 0.93 | 0 | 0 | 180 |  | 94 | No | No | No | Yes
202067551 |  | Active | RICHMOND |  | RMTGH90DVLN-2 | Natural Gas | Instantaneous | High Usage |  | 5.2 | 0.93 | 0 | 0 | 180 |  | 97 | No | No | No | Yes
205628319 |  | Active | RICHMOND | RTGH-180XL | RMTGH90XLN-2 | Natural Gas | Instantaneous | High Usage |  | 5.2 | 0.93 | 0 | 0 | 180 |  | 95 | No | No | No | Yes
212607945 |  | Active | RICHMOND |  | RMTGH95DVELN-3 | Natural Gas | Instantaneous | High Usage |  | 5.5 | 0.93 | 0 | 0 | 199.9 |  | 95 | No | No | No | Yes
202068315 |  | Active | RICHMOND |  | RMTGH95DVLN-2 | Natural Gas | Instantaneous | High Usage |  | 5.7 | 0.93 | 0 | 0 | 199.9 |  | 97 | No | No | No | Yes
205628307 |  | Active | RICHMOND | RTGH-199XL | RMTGH95XLN-2 | Natural Gas | Instantaneous | High Usage |  | 5.6 | 0.93 | 0 | 0 | 199.9 |  | 96 | No | No | No | Yes
203303901 |  | Production Stopped | RICHMOND |  | RMTGHRH111DVLN * | Natural Gas | Instantaneous | High Usage |  | 6 | 0.94 | 0 | 0 | 199 |  | 97 | No | No | No | Yes
214608385 |  | Active | RICHMOND |  | RMTGHS10IN | Natural Gas | Instantaneous | High Usage |  | 5.2 | 0.96 | 0 | 0 | 180 |  | 98 | Yes | Yes | No | Yes
214608410 |  | Active | RICHMOND |  | RMTGHS11IN | Natural Gas | Instantaneous | High Usage |  | 5.8 | 0.96 | 0 | 0 | 199.9 |  | 98 | Yes | Yes | No | Yes
214608360 |  | Active | RICHMOND |  | RMTGHS84IN | Natural Gas | Instantaneous | High Usage |  | 4.6 | 0.96 | 0 | 0 | 157 |  | 97 | Yes | Yes | No | Yes
214608386 |  | Active | RICHMOND |  | RMTGHSR10IN | Natural Gas | Instantaneous | High Usage |  | 5.2 | 0.96 | 0 | 0 | 180 |  | 98 | Yes | Yes | No | Yes
214608411 |  | Active | RICHMOND |  | RMTGHSR11IN | Natural Gas | Instantaneous | High Usage |  | 5.8 | 0.96 | 0 | 0 | 199.9 |  | 98 | Yes | Yes | No | Yes
214608361 |  | Active | RICHMOND |  | RMTGHSR84IN | Natural Gas | Instantaneous | High Usage |  | 4.6 | 0.96 | 0 | 0 | 157 |  | 97 | Yes | Yes | No | Yes
212607905 |  | Active | RUUD |  | CRUTGH-68DVLN-3 | Natural Gas | Instantaneous | Medium Usage |  | 3.5 | 0.9 | 0 | 0 | 120 |  | 92 | No | No | No | No
212607929 |  | Active | RUUD |  | CRUTGH-90DVLN-3 | Natural Gas | Instantaneous | High Usage |  | 4.9 | 0.93 | 0 | 0 | 180 |  | 94 | No | No | No | No
214660605 |  | Active | RUUD |  | CRUTGH-95DVELN-3 | Natural Gas | Instantaneous | High Usage |  | 5.5 | 0.93 | 0 | 0 | 199.9 |  | 95 | No | No | No | No
205415913 |  | Active | RUUD |  | CRUTGH-95DVLN-2 | Natural Gas | Instantaneous | High Usage |  | 5.7 | 0.93 | 0 | 0 | 199.9 |  | 97 | No | No | No | Yes
214660604 |  | Active | RUUD |  | CRUTGH-95DVLN-3 | Natural Gas | Instantaneous | High Usage |  | 5.5 | 0.93 | 0 | 0 | 199.9 |  | 95 | No | No | No | No
202067225 |  | Production Stopped | RUUD |  | RUTGH-68DVLN-2 | Natural Gas | Instantaneous | Medium Usage |  | 3.5 | 0.91 | 0 | 0 | 120 |  | 96 | No | No | No | Yes
212607903 |  | Active | RUUD |  | RUTGH-68DVLN-3 | Natural Gas | Instantaneous | Medium Usage |  | 3.5 | 0.9 | 0 | 0 | 120 |  | 92 | No | No | No | Yes
202067515 |  | Production Stopped | RUUD |  | RUTGH-68XLN-2 | Natural Gas | Instantaneous | Medium Usage |  | 3.6 | 0.91 | 0 | 0 | 120 |  | 95 | No | No | No | Yes
202067530 |  | Production Stopped | RUUD |  | RUTGH-84DVLN-2 | Natural Gas | Instantaneous | High Usage |  | 4.6 | 0.93 | 0 | 0 | 157 |  | 97 | No | No | No | Yes
212607915 |  | Active | RUUD |  | RUTGH-84DVLN-3 | Natural Gas | Instantaneous | High Usage |  | 4.5 | 0.93 | 0 | 0 | 157 |  | 94 | No | No | No | Yes
205628327 |  | Production Stopped | RUUD | RTGH-160XL | RUTGH-84XLN-2 | Natural Gas | Instantaneous | High Usage |  | 4.5 | 0.93 | 0 | 0 | 157 |  | 96 | No | No | No | Yes
202067554 |  | Production Stopped | RUUD |  | RUTGH-90DVLN-2 | Natural Gas | Instantaneous | High Usage |  | 5.2 | 0.93 | 0 | 0 | 180 |  | 97 | No | No | No | Yes
212607927 |  | Active | RUUD |  | RUTGH-90DVLN-3 | Natural Gas | Instantaneous | High Usage |  | 4.9 | 0.93 | 0 | 0 | 180 |  | 94 | No | No | No | Yes
205628317 |  | Production Stopped | RUUD | RTGH-180XL | RUTGH-90XLN-2 | Natural Gas | Instantaneous | High Usage |  | 5.2 | 0.93 | 0 | 0 | 180 |  | 95 | No | No | No | Yes
214660601 |  | Active | RUUD |  | RUTGH-95DVELN-3 | Natural Gas | Instantaneous | High Usage |  | 5.5 | 0.93 | 0 | 0 | 199.9 |  | 95 | No | No | No | Yes
202068318 |  | Production Stopped | RUUD |  | RUTGH-95DVLN-2 | Natural Gas | Instantaneous | High Usage |  | 5.7 | 0.93 | 0 | 0 | 199.9 |  | 97 | No | No | No | Yes
214660600 |  | Active | RUUD |  | RUTGH-95DVLN-3 | Natural Gas | Instantaneous | High Usage |  | 5.5 | 0.93 | 0 | 0 | 199.9 |  | 95 | No | No | No | Yes
205628302 |  | Production Stopped | RUUD | RTGH-199XL | RUTGH-95XLN-2 | Natural Gas | Instantaneous | High Usage |  | 5.6 | 0.93 | 0 | 0 | 199.9 |  | 96 | No | No | No | Yes
205746302 |  | Production Stopped | RUUD |  | RUTGH-C95DVLN | Natural Gas | Instantaneous | High Usage |  | 5.7 | 0.93 | 0 | 0 | 199.9 |  | 96 | No | No | No | Yes
205746306 |  | Active | RUUD | RTGH-199XVL | RUTGH-C95XLN | Natural Gas | Instantaneous | High Usage |  | 5.6 | 0.93 | 0 | 0 | 199.9 |  | 95 | No | No | No | Yes
205746304 |  | Production Stopped | RUUD |  | RUTGH-CM95DVLN | Natural Gas | Instantaneous | High Usage |  | 5.7 | 0.93 | 0 | 0 | 199.9 |  | 96 | No | No | No | Yes
205746308 |  | Active | RUUD | RTGH-199XVL | RUTGH-CM95XLN | Natural Gas | Instantaneous | High Usage |  | 5.6 | 0.93 | 0 | 0 | 199.9 |  | 95 | No | No | No | Yes
203303906 |  | Production Stopped | RUUD |  | RUTGH-RH11DVLN * | Natural Gas | Instantaneous | High Usage |  | 6 | 0.94 | 0 | 0 | 199 |  | 97 | No | No | No | Yes
206842900 |  | Active | STATE |  | GTS-140-NEH 1** | Natural Gas | Instantaneous | Medium Usage |  | 3.5 | 0.91 | 0 | 0 | 120 |  | 96 | No | No | No | Yes
206842886 |  | Active | STATE |  | GTS-140-NIH 1** | Natural Gas | Instantaneous | Medium Usage |  | 3.3 | 0.9 | 0 | 0 | 120 |  | 94 | No | No | No | Yes
206842872 |  | Active | STATE |  | GTS-240-NEH 1** | Natural Gas | Instantaneous | High Usage |  | 4.7 | 0.95 | 0 | 1 | 160 |  | 96 | Yes | Yes | No | Yes
206703149 |  | Active | STATE |  | GTS-240-NIH 1** | Natural Gas | Instantaneous | High Usage |  | 4.7 | 0.94 | 0 | 1 | 160 |  | 97 | No | No | No | Yes
207861941 |  | Active | STATE |  | GTS-240X3-NEH 1** | Natural Gas | Instantaneous | High Usage |  | 4.7 | 0.95 | 0 | 1 | 160 |  | 96 | Yes | Yes | No | Yes
207861917 |  | Active | STATE |  | GTS-240X3-NIH 1** | Natural Gas | Instantaneous | High Usage |  | 4.7 | 0.94 | 0 | 1 | 160 |  | 97 | No | No | No | Yes
206842930 |  | Active | STATE |  | GTS-340-NEH 1** | Natural Gas | Instantaneous | High Usage |  | 5.3 | 0.94 | 0 | 1 | 180 |  | 97 | No | No | No | Yes
206842916 |  | Active | STATE |  | GTS-340-NIH 1** | Natural Gas | Instantaneous | High Usage |  | 5.4 | 0.95 | 0 | 1 | 180 |  | 97 | Yes | Yes | No | Yes
207861953 |  | Active | STATE |  | GTS-340X3-NEH 1** | Natural Gas | Instantaneous | High Usage |  | 5.3 | 0.94 | 0 | 1 | 180 |  | 97 | No | No | No | Yes
207861929 |  | Active | STATE |  | GTS-340X3-NIH 1** | Natural Gas | Instantaneous | High Usage |  | 5.4 | 0.95 | 0 | 1 | 180 |  | 97 | Yes | Yes | No | Yes
206703118 |  | Active | STATE |  | GTS-540-NEH 1** | Natural Gas | Instantaneous | High Usage |  | 5.8 | 0.95 | 0 | 1 | 199 |  | 96 | Yes | Yes | No | Yes
206703082 |  | Active | STATE |  | GTS-540-NIH 1** | Natural Gas | Instantaneous | High Usage |  | 5.8 | 0.93 | 0 | 1 | 199 |  | 96 | No | No | No | Yes
206703119 |  | Active | STATE |  | GTS-540P-NEH 1** | Natural Gas | Instantaneous | High Usage |  | 5.8 | 0.95 | 0 | 1 | 199 |  | 96 | Yes | Yes | No | Yes
206703083 |  | Production Stopped | STATE |  | GTS-540P-NIH 1** | Natural Gas | Instantaneous | High Usage |  | 5.8 | 0.93 | 0 | 1 | 199 |  | 96 | No | No | No | Yes
207209458 |  | Active | STATE |  | GTS-540X3-NEH 1** | Natural Gas | Instantaneous | High Usage |  | 5.8 | 0.95 | 0 | 1 | 199 |  | 96 | Yes | Yes | No | Yes
207209491 |  | Active | STATE |  | GTS-540X3-NIH 1** | Natural Gas | Instantaneous | High Usage |  | 5.8 | 0.93 | 0 | 1 | 199 |  | 96 | No | No | No | Yes
206703084 |  | Active | STATE |  | SCT-199I-N 1** | Natural Gas | Instantaneous | High Usage |  | 5.8 | 0.93 | 0 | 1 | 199 |  | 96 | No | No | No | Yes
206703120 |  | Active | STATE |  | SCT-199O-N 1** | Natural Gas | Instantaneous | High Usage |  | 5.8 | 0.95 | 0 | 1 | 199 |  | 96 | Yes | Yes | No | Yes
216094494 |  | Active | Stream 33 |  | S33-95TWH199-NG | Natural Gas | Instantaneous | High Usage |  | 5.7 | 0.95 | 0 | 1 | 199 |  | 96 | No | No | No | Yes
216094492 |  | Active | Stream 33 |  | S33-95TWH199P-NG | Natural Gas | Instantaneous | High Usage |  | 5.7 | 0.95 | 0 | 0 | 199 |  | 99 | No | No | No | Yes
206703070 |  | Active | TAKAGI |  | TCT-199I-N 1** | Natural Gas | Instantaneous | High Usage |  | 5.8 | 0.93 | 0 | 1 | 199 |  | 96 | No | No | No | Yes
206703107 |  | Active | TAKAGI |  | TCT-199O-N 1** | Natural Gas | Instantaneous | High Usage |  | 5.8 | 0.95 | 0 | 1 | 199 |  | 96 | Yes | Yes | No | Yes
206703059 |  | Active | TAKAGI |  | T-H3-DV-N 1** | Natural Gas | Instantaneous | High Usage |  | 5.8 | 0.93 | 0 | 1 | 199 |  | 96 | No | No | No | Yes
206703064 |  | Active | TAKAGI |  | T-H3J-DV-N 1** | Natural Gas | Instantaneous | High Usage |  | 4.7 | 0.94 | 0 | 1 | 160 |  | 97 | No | No | No | Yes
206842859 |  | Active | TAKAGI |  | T-H3J-OS-N 1** | Natural Gas | Instantaneous | High Usage |  | 4.7 | 0.95 | 0 | 1 | 160 |  | 96 | Yes | Yes | No | Yes
206842876 |  | Active | TAKAGI |  | T-H3M-DV-N 1** | Natural Gas | Instantaneous | Medium Usage |  | 3.3 | 0.9 | 0 | 0 | 120 |  | 94 | No | No | No | Yes
206842890 |  | Active | TAKAGI |  | T-H3M-OS-N 1** | Natural Gas | Instantaneous | Medium Usage |  | 3.5 | 0.91 | 0 | 0 | 120 |  | 96 | No | No | No | Yes
206703060 |  | Active | TAKAGI |  | T-H3-OS-N 1** | Natural Gas | Instantaneous | High Usage |  | 5.8 | 0.95 | 0 | 1 | 199 |  | 96 | Yes | Yes | No | Yes
206842904 |  | Active | TAKAGI |  | T-H3S-DV-N 1** | Natural Gas | Instantaneous | High Usage |  | 5.4 | 0.95 | 0 | 1 | 180 |  | 97 | Yes | Yes | No | Yes
206842920 |  | Active | TAKAGI |  | T-H3S-OS-N 1** | Natural Gas | Instantaneous | High Usage |  | 5.3 | 0.94 | 0 | 1 | 180 |  | 97 | No | No | No | Yes
207861945 |  | Active | TAKAGI |  | TK-240X3-NEH 1** | Natural Gas | Instantaneous | High Usage |  | 4.7 | 0.95 | 0 | 1 | 160 |  | 96 | Yes | Yes | No | Yes
207861921 |  | Active | TAKAGI |  | TK-240X3-NIH 1** | Natural Gas | Instantaneous | High Usage |  | 4.7 | 0.94 | 0 | 1 | 160 |  | 97 | No | No | No | Yes
207861957 |  | Active | TAKAGI |  | TK-340X3-NEH 1** | Natural Gas | Instantaneous | High Usage |  | 5.3 | 0.94 | 0 | 1 | 180 |  | 97 | No | No | No | Yes
207861933 |  | Active | TAKAGI |  | TK-340X3-NIH 1** | Natural Gas | Instantaneous | High Usage |  | 5.4 | 0.95 | 0 | 1 | 180 |  | 97 | Yes | Yes | No | Yes
206703106 |  | Active | TAKAGI |  | TK-540P-NEH 1** | Natural Gas | Instantaneous | High Usage |  | 5.8 | 0.95 | 0 | 1 | 199 |  | 96 | Yes | Yes | No | Yes
206703069 |  | Production Stopped | TAKAGI |  | TK-540P-NIH 1** | Natural Gas | Instantaneous | High Usage |  | 5.8 | 0.93 | 0 | 1 | 199 |  | 96 | No | No | No | Yes
213602070 |  | Active | TAKAGI |  | TK-540X3-NEH 1** | Natural Gas | Instantaneous | High Usage |  | 5.8 | 0.95 | 0 | 1 | 199 |  | 96 | Yes | Yes | No | Yes
213602538 |  | Active | TAKAGI |  | TK-540X3-NIH 1** | Natural Gas | Instantaneous | High Usage |  | 5.8 | 0.93 | 0 | 1 | 199 |  | 96 | No | No | No | Yes